{"text_format":"3","workbook":"xlsx","n_sheets":31,"sheets":["1表-02-1 建设项目投标报价汇总表(含单位工程无面积)-清","工程量清单总价表【横东水质净化厂分布式光伏发电项目-装饰钢","工程量清单综合单价报价表-1【横东水质净化厂分布式光伏发电","工程量清单报价汇总表【横东水质净化厂分布式光伏发电项目-安","分部分项工程量清单与计价表【横东水质净化厂分布式光伏发电项","工程量清单总价表【高埗低涌水质净化厂分布式光伏发电项目-装","工程量清单综合单价报价表-1【高埗低涌水质净化厂分布式光伏","工程量清单报价汇总表【高埗低涌水质净化厂分布式光伏发电项目","分部分项工程量清单与计价表【高埗低涌水质净化厂分布式光伏发","工程量清单总价表【虎门宁洲水质净化厂分布式光伏发电项目-装","工程量清单综合单价报价表-1【虎门宁洲水质净化厂分布式光伏","工程量清单报价汇总表【虎门宁洲水质净化厂分布式光伏发电项目","分部分项工程量清单与计价表【虎门宁洲水质净化厂分布式光伏发","工程量清单总价表【常平沙湖口水质净化厂分布式光伏发电项目-","工程量清单综合单价报价表-1【常平沙湖口水质净化厂分布式光","工程量清单报价汇总表【常平沙湖口水质净化厂分布式光伏发电项","分部分项工程量清单与计价表【常平沙湖口水质净化厂分布式光伏","工程量清单总价表【东城温塘水质净化厂分布式光伏发电项目-装","工程量清单综合单价报价表-1【东城温塘水质净化厂分布式光伏","工程量清单报价汇总表【东城温塘水质净化厂分布式光伏发电项目","分部分项工程量清单与计价表【东城温塘水质净化厂分布式光伏发","工程量清单总价表【常平岗梓水质净化厂厂分布式光伏发电项目-","工程量清单综合单价报价表-1【常平岗梓水质净化厂厂分布式光","工程量清单报价汇总表【常平岗梓水质净化厂厂分布式光伏发电项","分部分项工程量清单与计价表【常平岗梓水质净化厂厂分布式光伏","工程量清单总价表【沙田福禄沙水厂分布式光伏发电项目-装饰钢","工程量清单综合单价报价表-1【沙田福禄沙水厂分布式光伏发电","工程量清单报价汇总表【沙田福禄沙水厂分布式光伏发电项目-安","分部分项工程量清单与计价表【沙田福禄沙水厂分布式光伏发电项","工程量清单报价汇总表【东莞市水务环境投资控股集团分布式光伏","分部分项工程量清单与计价表【东莞市水务环境投资控股集团分布"],"read":"whole","date_system":"1900"}

{"sheet":"1表-02-1 建设项目投标报价汇总表(含单位工程无面积)-清","index":0,"n_rows":33,"n_cols":5,"rows_kept":33,"merged":[[0,0,0,4],[1,0,1,1],[1,3,1,4],[2,0,3,0],[2,1,3,3],[2,4,3,4],[4,1,4,3],[5,1,5,3],[6,1,6,3],[7,1,7,3],[8,1,8,3],[9,1,9,3],[10,1,10,3],[11,1,11,3],[12,1,12,3],[13,1,13,3],[14,1,14,3],[15,1,15,3],[16,1,16,3],[17,1,17,3],[18,1,18,3],[19,1,19,3],[20,1,20,3],[21,1,21,3],[22,1,22,3],[23,1,23,3],[24,1,24,3],[25,1,25,3],[26,1,26,3],[27,1,27,3],[28,1,28,3],[29,1,29,3],[30,1,30,3],[31,1,31,3],[32,0,32,3]]}
["工程项目清单汇总表"]
["工程名称：东莞市水务环境投资控股集团分布式光伏发电项目（第一批）净水厂项目",null,null,"第 1 页  共 1 页"]
["序号","单项工程名称",null,null,"金额（元）"]
[]
["1","东莞市水务环境投资控股集团分布式光伏发电项目（第一批）净水厂项目（横东水质净化厂）采购项目"]
["1.1","横东水质净化厂分布式光伏发电项目-装饰钢结构部分"]
["1.2","横东水质净化厂分布式光伏发电项目-安装部分"]
["2","东莞市水务环境投资控股集团分布式光伏发电项目（第一批）净水厂项目（高埗低涌水质净化厂）采购项目"]
["2.1","高埗低涌水质净化厂分布式光伏发电项目-装饰钢结构部分"]
["2.2","高埗低涌水质净化厂分布式光伏发电项目-安装部分"]
["3","东莞市水务环境投资控股集团分布式光伏发电项目（第一批）净水厂项目（虎门宁洲净水厂）采购项目"]
["3.1","虎门宁洲水质净化厂分布式光伏发电项目-装饰钢结构部分"]
["3.2","虎门宁洲水质净化厂分布式光伏发电项目-安装部分"]
["4","东莞市水务环境投资控股集团分布式光伏发电项目（第一批）净水厂项目（常平沙湖口水质净化厂）采购项目"]
["4.1","常平沙湖口水质净化厂分布式光伏发电项目-装饰钢结构部分"]
["4.2","常平沙湖口水质净化厂分布式光伏发电项目-安装部分"]
["5","东莞市水务环境投资控股集团分布式光伏发电项目（第一批）净水厂项目（东城温塘水厂）采购项目"]
["5.1","东城温塘水质净化厂分布式光伏发电项目-装饰钢结构部分"]
["5.2","东城温塘水质净化厂分布式光伏发电项目-安装部分"]
["6","东莞市水务环境投资控股集团分布式光伏发电项目（第一批）净水厂项目（常平岗梓水质净化厂）采购项目"]
["6.1","常平岗梓水质净化厂厂分布式光伏发电项目-装饰钢结构部分"]
["6.2","常平岗梓水质净化厂厂分布式光伏发电项目-安装部分"]
["7","东莞市水务环境投资控股集团分布式光伏发电项目（第一批）净水厂项目（沙田福禄沙水质净化厂）采购项目"]
["7.1","沙田福禄沙水厂分布式光伏发电项目-装饰钢结构部分"]
["7.2","沙田福禄沙水厂分布式光伏发电项目-安装部分"]
["8","东莞市水务环境投资控股集团分布式光伏发电项目（第一批）净水厂项目采购项目（预留组件）"]
["8.1","东莞市水务环境投资控股集团分布式光伏发电项目（第一批）净水厂项目采购项目（预留组件）"]
[]
[]
[]
[]
[]
["合计"]

{"sheet":"工程量清单总价表【横东水质净化厂分布式光伏发电项目-装饰钢","index":1,"n_rows":38,"n_cols":5,"rows_kept":38,"merged":[[0,0,0,4],[1,0,1,2],[1,3,1,4],[2,0,2,2],[36,0,36,1],[37,0,37,4]]}
["工程量清单总价表"]
[{"$nulls":3},"编制单位盖章："]
["工程名称：横东水质净化厂分布式光伏发电项目-装饰钢结构部分",{"$nulls":3},"第 1 页  共 1 页"]
["序号","项目名称","取费基数","费率(%)","金额:(元)"]
["1","分部分项合计","FBFXHJ"]
["1.1","A.5混凝土及钢筋混凝土工程"]
["1.2","A.6金属结构工程"]
["1.3","A.16拆除工程"]
["2","措施合计","_AQWMSGF+_QTCSF"]
["2.1","绿色施工安全防护措施费","AQWMSGF"]
["2.2","其他措施费","QTCSF"]
["3","其他项目","QTXMHJ"]
["3.1","暂列金额","ZLJE"]
["3.2","暂估价","ZGJHJ"]
["3.3","计日工","JRG"]
["3.4","总承包服务费","ZCBFWF"]
["3.5","预算包干费","YSBGF"]
["3.6","工程优质费","GCYZF"]
["3.7","概算幅度差","GSFDC"]
["3.8","索赔费用","SPFY"]
["3.9","现场签证费用","XCQZFY"]
["3.10","其他费用","QTFY"]
["4","税前工程造价","_FHJ+_CHJ+_QTXM"]
["5","增值税销项税额","_FHJ+_CHJ+_QTXM"]
["6","总造价","_FHJ+_CHJ+_QTXM+_SJ"]
["7","人工费","RGF+JSCS_RGF"]
{"$rows_empty":11}
["编制人：                                   证号：                                 编制日期："]

{"sheet":"工程量清单综合单价报价表-1【横东水质净化厂分布式光伏发电","index":2,"n_rows":112,"n_cols":8,"rows_kept":112,"merged":[[0,0,0,7],[1,0,1,4],[1,5,1,7],[2,0,2,4],[2,6,2,7],[3,0,4,0],[3,1,4,1],[3,2,4,2],[3,3,4,3],[3,4,4,4],[3,5,4,5],[3,6,3,7],[5,2,5,3],[13,2,13,3],[14,2,14,3],[15,0,15,6],[16,0,16,7],[17,0,17,7],[18,0,18,4],[18,5,18,7],[19,0,19,4],[19,6,19,7],[20,0,21,0],[20,1,21,1],[20,2,21,2],[20,3,21,3],[20,4,21,4],[20,5,21,5],[20,6,20,7],[26,0,26,6],[27,0,27,7],[28,0,28,7],[29,0,29,4],[29,5,29,7],[30,0,30,4],[30,6,30,7],[31,0,32,0],[31,1,32,1],[31,2,32,2],[31,3,32,3],[31,4,32,4],[31,5,32,5],[31,6,31,7],[37,0,37,6],[38,0,38,7],[39,0,39,7],[40,0,40,4],[40,5,40,7],[41,0,41,4],[41,6,41,7],[42,0,43,0],[42,1,43,1],[42,2,43,2],[42,3,43,3],[42,4,43,4],[42,5,43,5],[42,6,42,7],[48,0,48,6],[49,0,49,7],[50,0,50,7],[51,0,51,4],[51,5,51,7],[52,0,52,4],[52,6,52,7],[53,0,54,0],[53,1,54,1],[53,2,54,2],[53,3,54,3],[53,4,54,4],[53,5,54,5],[53,6,53,7],[61,0,61,6],[62,0,62,7],[63,0,63,7],[64,0,64,4],[64,5,64,7],[65,0,65,4],[65,6,65,7],[66,0,67,0],[66,1,67,1],[66,2,67,2],[66,3,67,3],[66,4,67,4],[66,5,67,5],[66,6,66,7],[75,0,75,6],[76,0,76,7],[77,0,77,7],[78,0,78,4],[78,5,78,7],[79,0,79,4],[79,6,79,7],[80,0,81,0],[80,1,81,1],[80,2,81,2],[80,3,81,3],[80,4,81,4],[80,5,81,5],[80,6,80,7],[88,0,88,6],[89,0,89,7],[90,0,90,7],[91,0,91,4],[91,5,91,7],[92,0,92,4],[92,6,92,7],[93,0,94,0],[93,1,94,1],[93,2,94,2],[93,3,94,3],[93,4,94,4],[93,5,94,5],[93,6,93,7],[99,2,99,3],[100,2,100,3],[102,2,102,3],[109,0,109,6],[110,0,110,6],[111,0,111,7]]}
["工程量清单综合单价报价表"]
[{"$nulls":5},"编制单位盖章："]
["工程名称：横东水质净化厂分布式光伏发电项目-装饰钢结构部分",{"$nulls":5},"第 1 页  共 8 页"]
["序号","项目编码","项目名称","项目特征描述","计量\n单位","工程数量","金额（元）"]
[{"$nulls":6},"综合单价","合价"]
[null,null,"A.5 混凝土及钢筋混凝土工程"]
[1,"010509002001","支墩","1.支墩\n2.混凝土强度等级:C25\n3.含模板制作安装\n4.其他:按技术规范及设计图纸完成清单项目所需的一切相关工作","m3","132.82"]
[2,"010515001001","现浇构件钢筋","1.钢筋种类、规格:现浇构件带肋钢筋 φ12-16\n2.其他:按技术规范及设计图纸完成清单项目所需的一切相关工作","t","1.742"]
[3,"010515001002","现浇构件钢筋","1.钢筋种类、规格:现浇构件箍筋 带肋钢筋(HRB400内) φ10以内\n2.其他:按技术规范及设计图纸完成清单项目所需的一切相关工作","t","1.824"]
[4,"010516001001","螺栓","1.螺栓种类:M12*200\n2.规格:U型地脚螺栓\n3.其他:按技术规范及设计图纸完成清单项目所需的一切相关工作","套","1226"]
[5,"010902001001","立柱底座卷材防水","1.卷材品种、规格、厚度:3mm自粘型沥青卷材防水\n2.其他:按技术规范及设计图纸完成清单项目所需的一切相关工作","m2","471.58"]
[6,"010507007001","柱脚包封","1.混凝土种类:素混凝土\n2.混凝土强度等级:C25\n3.含模板制作安装\n4.其他:按技术规范及设计图纸完成清单项目所需的一切相关工作","m3","14.72"]
[7,"010902001002","柱脚包封防水","1.卷材品种、规格、厚度:3mm厚SBS防水卷材\n2.其他:按技术规范及设计图纸完成清单项目所需的一切相关工作","m2","220.8"]
[null,null,"【混凝土及钢筋混凝土工程】分部小计"]
[null,null,"A.6 金属结构工程"]
["本页小计"]
["编制人：                                   证号：                                 编制日期："]
["工程量清单综合单价报价表"]
[{"$nulls":5},"编制单位盖章："]
["工程名称：横东水质净化厂分布式光伏发电项目-装饰钢结构部分",{"$nulls":5},"第 2 页  共 8 页"]
["序号","项目编码","项目名称","项目特征描述","计量\n单位","工程数量","金额（元）"]
[{"$nulls":6},"综合单价","合价"]
[8,"010603001001","实腹钢柱","1.柱类型:U型钢柱\n2.钢材品种:S350GD+ZM275\n3.钢材规格:U52*41*2.5\n4.单根柱质量:3t以内\n5.包含柱脚端板、加劲板、三角连接件等\n6.其他:按技术规范及设计图纸完成清单项目所需的一切相关工作","t","2.467"]
[9,"010603002001","空腹钢柱","1.柱类型:镀锌矩管钢柱\n2.钢材品种:Q355B\n3.钢材规格:口100*4\n4.单根柱质量:3t以内\n5.包含柱脚端板、加劲板、三角连接件等\n6.其他:按技术规范及设计图纸完成清单项目所需的一切相关工作","t","7.81"]
[10,"010603002002","空腹钢柱","1.柱类型:镀锌矩管钢柱\n2.钢材品种:Q355B\n3.钢材规格:口150*150*4\n4.单根柱质量:3t以内\n5.包含柱脚端板、加劲板、三角连接件等\n6.其他:按技术规范及设计图纸完成清单项目所需的一切相关工作","t","0.848"]
[11,"010603002003","空腹钢柱","1.柱类型:镀锌矩管钢柱\n2.钢材品种:Q355B\n3.钢材规格:口150*4\n4.单根柱质量:3t以内\n5.包含柱脚端板、加劲板、三角连接件等\n6.其他:按技术规范及设计图纸完成清单项目所需的一切相关工作","t","3.662"]
["本页小计"]
["编制人：                                   证号：                                 编制日期："]
["工程量清单综合单价报价表"]
[{"$nulls":5},"编制单位盖章："]
["工程名称：横东水质净化厂分布式光伏发电项目-装饰钢结构部分",{"$nulls":5},"第 3 页  共 8 页"]
["序号","项目编码","项目名称","项目特征描述","计量\n单位","工程数量","金额（元）"]
[{"$nulls":6},"综合单价","合价"]
[12,"010603002004","空腹钢柱","1.柱类型:镀锌矩管钢柱\n2.钢材品种:Q355B\n3.钢材规格:口150*100*4\n4.单根柱质量:3t以内\n5.包含柱脚端板、加劲板、三角连接件等\n6.其他:按技术规范及设计图纸完成清单项目所需的一切相关工作","t","0.555"]
[13,"010603002005","空腹钢柱","1.柱类型:镀锌矩管钢柱\n2.钢材品种:Q355B\n3.钢材规格:口200*5\n4.单根柱质量:3t以内\n5.包含柱脚端板、加劲板、三角连接件等\n6.其他:按技术规范及设计图纸完成清单项目所需的一切相关工作","t","7.328"]
[14,"010604001001","钢梁","1.梁类型:U型钢梁\n2.钢材品种:S350GD+ZM275\n3.钢材规格:U52*41*2.5\n4.单根质量:1.5t以内\n5.包含安全绳固定件及加劲肋等\n6.其他:按技术规范及设计图纸完成清单项目所需的一切相关工作","t","4.277"]
[15,"010604001002","钢梁","1.梁类型:镀锌矩管钢梁\n2.钢材品种:Q355B\n3.钢材规格:口100*50*3\n4.单根质量:1.5t以内\n5.包含安全绳固定件及加劲肋等\n6.其他:按技术规范及设计图纸完成清单项目所需的一切相关工作","t","0.5"]
["本页小计"]
["编制人：                                   证号：                                 编制日期："]
["工程量清单综合单价报价表"]
[{"$nulls":5},"编制单位盖章："]
["工程名称：横东水质净化厂分布式光伏发电项目-装饰钢结构部分",{"$nulls":5},"第 4 页  共 8 页"]
["序号","项目编码","项目名称","项目特征描述","计量\n单位","工程数量","金额（元）"]
[{"$nulls":6},"综合单价","合价"]
[16,"010604001003","钢梁","1.梁类型:镀锌矩管钢梁\n2.钢材品种:Q355B\n3.钢材规格:口120*60*3\n4.单根质量:1.5t以内\n5.包含安全绳固定件及加劲肋等\n6.其他:按技术规范及设计图纸完成清单项目所需的一切相关工作","t","2.422"]
[17,"010604001004","钢梁","1.梁类型:镀锌矩管钢梁\n2.钢材品种:Q355B\n3.钢材规格:口140*80*4\n4.单根质量:1.5t以内\n5.包含安全绳固定件及加劲肋等\n6.其他:按技术规范及设计图纸完成清单项目所需的一切相关工作","t","15.897"]
[18,"010604001005","钢梁","1.梁类型:镀锌矩管钢梁\n2.钢材品种:Q355B\n3.钢材规格:口180*100*4\n4.单根质量:1.5t以内\n5.包含安全绳固定件及加劲肋等\n6.其他:按技术规范及设计图纸完成清单项目所需的一切相关工作","t","1.531"]
[19,"010604001006","钢梁","1.梁类型:镀锌矩管钢梁\n2.钢材品种:Q355B\n3.钢材规格:口220*100*4\n4.单根质量:1.5t以内\n5.包含安全绳固定件及加劲肋等\n6.其他:按技术规范及设计图纸完成清单项目所需的一切相关工作","t","25.266"]
["本页小计"]
["编制人：                                   证号：                                 编制日期："]
["工程量清单综合单价报价表"]
[{"$nulls":5},"编制单位盖章："]
["工程名称：横东水质净化厂分布式光伏发电项目-装饰钢结构部分",{"$nulls":5},"第 5 页  共 8 页"]
["序号","项目编码","项目名称","项目特征描述","计量\n单位","工程数量","金额（元）"]
[{"$nulls":6},"综合单价","合价"]
[20,"010604001007","钢梁","1.梁类型:镀锌矩管钢梁\n2.钢材品种:Q355B\n3.钢材规格:口200*100*4*4\n4.单根质量:1.5t以内\n5.包含安全绳固定件及加劲肋等\n6.其他:按技术规范及设计图纸完成清单项目所需的一切相关工作","t","28.678"]
[21,"010606002001","钢檩条","1.构件类型:U型檩条\n2.钢材品种:S350GD+ZM275\n3.钢材规格:U52*41*2.5\n4.其他:按技术规范及设计图纸完成清单项目所需的一切相关工作","t","6.461"]
[22,"010606002002","钢檩条","1.构件类型:C型镀锌檩条\n2.钢材品种:Q235B\n3.钢材规格:C140*50*20*2\n4.其他:按技术规范及设计图纸完成清单项目所需的一切相关工作","t","27.363"]
[23,"010606002003","钢檩条","1.构件类型:镀锌矩管檩条\n2.钢材品种:Q355B\n3.钢材规格:口100*50*3\n4.其他:按技术规范及设计图纸完成清单项目所需的一切相关工作","t","31.932"]
[24,"010606002004","钢檩条","1.构件类型:镀锌矩管檩条\n2.钢材品种:Q355B\n3.钢材规格:口120*60*3\n4.其他:按技术规范及设计图纸完成清单项目所需的一切相关工作","t","6.427"]
[25,"010606002005","钢檩条","1.构件类型:镀锌矩管檩条\n2.钢材品种:Q355B\n3.钢材规格:口60*40*3\n4.其他:按技术规范及设计图纸完成清单项目所需的一切相关工作","t","1.041"]
["本页小计"]
["编制人：                                   证号：                                 编制日期："]
["工程量清单综合单价报价表"]
[{"$nulls":5},"编制单位盖章："]
["工程名称：横东水质净化厂分布式光伏发电项目-装饰钢结构部分",{"$nulls":5},"第 6 页  共 8 页"]
["序号","项目编码","项目名称","项目特征描述","计量\n单位","工程数量","金额（元）"]
[{"$nulls":6},"综合单价","合价"]
[26,"010606001001","系杆","1.构件类型:圆管系杆\n2.钢材品种:Q235B\n3.钢材规格:Φ76*3.0\n4.其他:按技术规范及设计图纸完成清单项目所需的一切相关工作","t","1.304"]
[27,"010606001002","系杆","1.构件类型:圆管系杆\n2.钢材品种:Q235B\n3.钢材规格:Φ89*3.0\n4.其他:按技术规范及设计图纸完成清单项目所需的一切相关工作","t","3.677"]
[28,"010606001003","系杆","1.构件类型:圆管系杆\n2.钢材品种:Q235B\n3.钢材规格:Φ102*3.0\n4.其他:按技术规范及设计图纸完成清单项目所需的一切相关工作","t","4.124"]
[29,"010606001004","斜撑","1.构件类型:U型斜撑\n2.钢材品种:S350GD+ZM275\n3.钢材规格:U52*41*2.5\n4.其他:按技术规范及设计图纸完成清单项目所需的一切相关工作","t","0.632"]
[30,"010606001005","斜撑","1.构件类型:镀锌矩管斜撑\n2.钢材品种:Q235B\n3.钢材规格:口50*50*3\n4.其他:按技术规范及设计图纸完成清单项目所需的一切相关工作","t","0.155"]
[31,"010606001006","斜撑","1.构件类型:镀锌矩管斜撑\n2.钢材品种:Q235B\n3.钢材规格:口80*3\n4.其他:按技术规范及设计图纸完成清单项目所需的一切相关工作","t","4.846"]
[32,"010606001007","斜撑","1.构件类型:镀锌矩管斜撑\n2.钢材品种:Q235B\n3.钢材规格:口80*60*3\n4.其他:按技术规范及设计图纸完成清单项目所需的一切相关工作","t","0.192"]
["本页小计"]
["编制人：                                   证号：                                 编制日期："]
["工程量清单综合单价报价表"]
[{"$nulls":5},"编制单位盖章："]
["工程名称：横东水质净化厂分布式光伏发电项目-装饰钢结构部分",{"$nulls":5},"第 7 页  共 8 页"]
["序号","项目编码","项目名称","项目特征描述","计量\n单位","工程数量","金额（元）"]
[{"$nulls":6},"综合单价","合价"]
[33,"010606001008","钢支撑","1.构件类型:圆钢支撑\n2.钢材品种:Q235B\n3.钢材规格:Φ16\n4.其他:按技术规范及设计图纸完成清单项目所需的一切相关工作","t","4.014"]
[34,"010606001009","拉杆","1.构件类型:U型拉杆\n2.钢材品种:S350GD+ZM275\n3.钢材规格:U41*41*2.0\n4.其他:按技术规范及设计图纸完成清单项目所需的一切相关工作","t","1.233"]
[35,"010606001010","撑杆","1.构件类型:圆管撑杆\n2.钢材品种:Q235B\n3.钢材规格:Φ32*2.0\n4.其他:按技术规范及设计图纸完成清单项目所需的一切相关工作","t","0.191"]
[36,"010606001011","拉条","1.构件类型:圆钢拉条\n2.钢材品种:Q235B\n3.钢材规格:Φ10\n4.其他:按技术规范及设计图纸完成清单项目所需的一切相关工作","t","2.886"]
[37,"010606006001","维护通道","1.名称:维护通道\n2.盖板规格型号:S350GD+ZM275\n3.30*30*3方通(Q235)\n4.具体详见图纸CS-GF-05大样\n5.其他:按技术规范及设计图纸完成清单项目所需的一切相关工作","t","5.941"]
[38,"040602038001","M型水槽","1.名称:M型水槽\n2.材质:S350GD+ZM275\n3.具体详见图纸CS-GF-05大样\n4.其他:按技术规范及设计图纸完成清单项目所需的一切相关工作","m","5563.01"]
["本页小计"]
["编制人：                                   证号：                                 编制日期："]
["工程量清单综合单价报价表"]
[{"$nulls":5},"编制单位盖章："]
["工程名称：横东水质净化厂分布式光伏发电项目-装饰钢结构部分",{"$nulls":5},"第 8 页  共 8 页"]
["序号","项目编码","项目名称","项目特征描述","计量\n单位","工程数量","金额（元）"]
[{"$nulls":6},"综合单价","合价"]
[39,"040602038002","横向水槽","1.名称:横向水槽\n2.材质:S350GD+ZM275\n3.具体详见图纸CS-GF-05大样\n4.其他:按技术规范及设计图纸完成清单项目所需的一切相关工作","m","3042.48"]
[40,"040602038003","汇水槽","1.名称:汇水槽\n2.材质:S350GD+ZM275\n3.具体详见图纸CS-GF-05大样\n4.其他:按技术规范及设计图纸完成清单项目所需的一切相关工作","m","716.5"]
[41,"011502001001","轻型支架导轨","1.轻型支架导轨\n2.材质:铝合金6063-T5\n3.包含中压块、边压块、滑块、夹具、连接件等\n4.其他:按技术规范及设计图纸完成清单项目所需的一切相关工作","m","2513.48"]
[42,"010516001002","螺栓","1.螺栓种类:M12化学锚栓\n2.其他:按技术规范及设计图纸完成清单项目所需的一切相关工作","套","1732"]
[null,null,"【金属结构工程】分部小计"]
[null,null,"A.16 拆除工程"]
[43,"011607001001","原有屋面拆除","1.原有屋面拆除\n2.废料运距按15km考虑\n3.其他:按技术规范及设计图纸完成清单项目所需的一切相关工作","m2","73.6"]
[null,null,"【拆除工程】分部小计"]
[]
[]
[]
[]
[]
[]
["本页小计"]
["合  计"]
["编制人：                                   证号：                                 编制日期："]

{"sheet":"工程量清单报价汇总表【横东水质净化厂分布式光伏发电项目-安","index":3,"n_rows":22,"n_cols":7,"rows_kept":22,"merged":[[0,0,0,6],[1,0,1,2],[1,4,1,6],[2,2,2,4],[3,2,3,4],[4,2,4,4],[5,2,5,4],[6,2,6,4],[7,2,7,4],[8,2,8,4],[9,2,9,4],[10,2,10,4],[11,2,11,4],[12,2,12,4],[13,2,13,4],[14,2,14,4],[15,2,15,4],[16,2,16,4],[17,2,17,4],[18,2,18,4],[19,2,19,4],[20,2,20,4],[21,2,21,4],[22,2,22,4],[23,2,23,4],[24,2,24,4],[25,2,25,4],[26,2,26,4],[27,2,27,4],[28,2,28,4],[29,2,29,4],[30,2,30,4],[31,2,31,4],[32,2,32,4],[33,2,33,4],[34,2,34,4],[35,2,35,4],[36,2,36,4]]}
["工程量清单报价汇总表"]
["工程名称：横东水质净化厂分布式光伏发电项目-安装部分",{"$nulls":3},"第 1 页  共 1 页"]
["序号","费用名称","基数说明",null,null,"费率(%)","金额"]
["1","分部分项合计","分部分项合计"]
["2","措施合计","绿色施工安全防护措施费+其他措施费"]
["2.1","绿色施工安全防护措施费","安全及文明施工措施费"]
["2.2","其他措施费","其他措施费"]
["3","其他项目","其他项目合计"]
["3.1","暂列金额","暂列金额"]
["3.2","暂估价","暂估价合计"]
["3.3","计日工","计日工"]
["3.4","总承包服务费","总承包服务费"]
["3.5","预算包干费","预算包干费"]
["3.6","工程优质费","工程优质费"]
["3.7","概算幅度差","概算幅度差"]
["3.8","索赔费用","索赔费用"]
["3.9","现场签证费用","现场签证费用"]
["3.10","其他费用","其他费用"]
["4","税前工程造价","分部分项合计+措施合计+其他项目"]
["5","增值税销项税额","分部分项合计+措施合计+其他项目"]
["6","总造价","分部分项合计+措施合计+其他项目+增值税销项税额"]
["7","人工费","分部分项人工费+技术措施项目人工费+机上人工费"]

{"sheet":"分部分项工程量清单与计价表【横东水质净化厂分布式光伏发电项","index":4,"n_rows":194,"n_cols":10,"rows_kept":194,"merged":[[0,0,0,9],[1,0,1,4],[1,5,1,6],[1,7,1,9],[2,0,3,0],[2,1,3,1],[2,2,3,2],[2,3,3,3],[2,4,3,5],[2,6,3,7],[2,8,2,9],[4,2,4,3],[4,4,4,5],[4,6,4,7],[5,2,5,3],[5,4,5,5],[5,6,5,7],[6,4,6,5],[6,6,6,7],[7,4,7,5],[7,6,7,7],[8,4,8,5],[8,6,8,7],[9,4,9,5],[9,6,9,7],[10,4,10,5],[10,6,10,7],[11,0,11,8],[12,0,12,4],[12,5,12,6],[12,7,12,9],[13,0,13,9],[14,0,14,4],[14,5,14,6],[14,7,14,9],[15,0,16,0],[15,1,16,1],[15,2,16,2],[15,3,16,3],[15,4,16,5],[15,6,16,7],[15,8,15,9],[17,4,17,5],[17,6,17,7],[18,4,18,5],[18,6,18,7],[19,4,19,5],[19,6,19,7],[20,4,20,5],[20,6,20,7],[21,4,21,5],[21,6,21,7],[22,4,22,5],[22,6,22,7],[23,4,23,5],[23,6,23,7],[24,0,24,8],[25,0,25,4],[25,5,25,6],[25,7,25,9],[26,0,26,9],[27,0,27,4],[27,5,27,6],[27,7,27,9],[28,0,29,0],[28,1,29,1],[28,2,29,2],[28,3,29,3],[28,4,29,5],[28,6,29,7],[28,8,28,9],[30,4,30,5],[30,6,30,7],[31,4,31,5],[31,6,31,7],[32,4,32,5],[32,6,32,7],[33,4,33,5],[33,6,33,7],[34,4,34,5],[34,6,34,7],[35,0,35,8],[36,0,36,4],[36,5,36,6],[36,7,36,9],[37,0,37,9],[38,0,38,4],[38,5,38,6],[38,7,38,9],[39,0,40,0],[39,1,40,1],[39,2,40,2],[39,3,40,3],[39,4,40,5],[39,6,40,7],[39,8,39,9],[41,4,41,5],[41,6,41,7],[42,4,42,5],[42,6,42,7],[43,4,43,5],[43,6,43,7],[44,4,44,5],[44,6,44,7],[45,4,45,5],[45,6,45,7],[46,4,46,5],[46,6,46,7],[47,4,47,5],[47,6,47,7],[48,0,48,8],[49,0,49,4],[49,5,49,6],[49,7,49,9],[50,0,50,9],[51,0,51,4],[51,5,51,6],[51,7,51,9],[52,0,53,0],[52,1,53,1],[52,2,53,2],[52,3,53,3],[52,4,53,5],[52,6,53,7],[52,8,52,9],[54,4,54,5],[54,6,54,7],[55,4,55,5],[55,6,55,7],[56,4,56,5],[56,6,56,7],[57,4,57,5],[57,6,57,7],[58,4,58,5],[58,6,58,7],[59,4,59,5],[59,6,59,7],[60,0,60,8],[61,0,61,4],[61,5,61,6],[61,7,61,9],[62,0,62,9],[63,0,63,4],[63,5,63,6],[63,7,63,9],[64,0,65,0],[64,1,65,1],[64,2,65,2],[64,3,65,3],[64,4,65,5],[64,6,65,7],[64,8,64,9],[66,4,66,5],[66,6,66,7],[67,4,67,5],[67,6,67,7],[68,4,68,5],[68,6,68,7],[69,4,69,5],[69,6,69,7],[70,4,70,5],[70,6,70,7],[71,0,71,8],[72,0,72,4],[72,5,72,6],[72,7,72,9],[73,0,73,9],[74,0,74,4],[74,5,74,6],[74,7,74,9],[75,0,76,0],[75,1,76,1],[75,2,76,2],[75,3,76,3],[75,4,76,5],[75,6,76,7],[75,8,75,9],[77,4,77,5],[77,6,77,7],[78,4,78,5],[78,6,78,7],[79,4,79,5],[79,6,79,7],[80,4,80,5],[80,6,80,7],[81,4,81,5],[81,6,81,7],[82,4,82,5],[82,6,82,7],[83,4,83,5],[83,6,83,7],[84,0,84,8],[85,0,85,4],[85,5,85,6],[85,7,85,9],[86,0,86,9],[87,0,87,4],[87,5,87,6],[87,7,87,9],[88,0,89,0],[88,1,89,1],[88,2,89,2],[88,3,89,3],[88,4,89,5],[88,6,89,7],[88,8,88,9],[90,4,90,5],[90,6,90,7],[91,4,91,5],[91,6,91,7],[92,4,92,5],[92,6,92,7],[93,4,93,5],[93,6,93,7],[94,4,94,5],[94,6,94,7],[95,4,95,5],[95,6,95,7],[96,0,96,8],[97,0,97,4],[97,5,97,6],[97,7,97,9],[98,0,98,9],[99,0,99,4],[99,5,99,6],[99,7,99,9],[100,0,101,0],[100,1,101,1],[100,2,101,2],[100,3,101,3],[100,4,101,5],[100,6,101,7],[100,8,100,9],[102,4,102,5],[102,6,102,7],[103,4,103,5],[103,6,103,7],[104,4,104,5],[104,6,104,7],[105,4,105,5],[105,6,105,7],[106,4,106,5],[106,6,106,7],[107,4,107,5],[107,6,107,7],[108,4,108,5],[108,6,108,7],[109,0,109,8],[110,0,110,4],[110,5,110,6],[110,7,110,9],[111,0,111,9],[112,0,112,4],[112,5,112,6],[112,7,112,9],[113,0,114,0],[113,1,114,1],[113,2,114,2],[113,3,114,3],[113,4,114,5],[113,6,114,7],[113,8,113,9],[115,4,115,5],[115,6,115,7],[116,4,116,5],[116,6,116,7],[117,2,117,3],[117,4,117,5],[117,6,117,7],[118,2,118,3],[118,4,118,5],[118,6,118,7],[119,4,119,5],[119,6,119,7],[120,4,120,5],[120,6,120,7],[121,4,121,5],[121,6,121,7],[122,4,122,5],[122,6,122,7],[123,2,123,3],[123,4,123,5],[123,6,123,7],[124,2,124,3],[124,4,124,5],[124,6,124,7],[125,0,125,8],[126,0,126,4],[126,5,126,6],[126,7,126,9],[127,0,127,9],[128,0,128,4],[128,5,128,6],[128,7,128,9],[129,0,130,0],[129,1,130,1],[129,2,130,2],[129,3,130,3],[129,4,130,5],[129,6,130,7],[129,8,129,9],[131,4,131,5],[131,6,131,7],[132,4,132,5],[132,6,132,7],[133,4,133,5],[133,6,133,7],[134,4,134,5],[134,6,134,7],[135,4,135,5],[135,6,135,7],[136,4,136,5],[136,6,136,7],[137,4,137,5],[137,6,137,7],[138,0,138,8],[139,0,139,4],[139,5,139,6],[139,7,139,9],[140,0,140,9],[141,0,141,4],[141,5,141,6],[141,7,141,9],[142,0,143,0],[142,1,143,1],[142,2,143,2],[142,3,143,3],[142,4,143,5],[142,6,143,7],[142,8,142,9],[144,4,144,5],[144,6,144,7],[145,4,145,5],[145,6,145,7],[146,4,146,5],[146,6,146,7],[147,4,147,5],[147,6,147,7],[148,4,148,5],[148,6,148,7],[149,4,149,5],[149,6,149,7],[150,4,150,5],[150,6,150,7],[151,4,151,5],[151,6,151,7],[152,0,152,8],[153,0,153,4],[153,5,153,6],[153,7,153,9],[154,0,154,9],[155,0,155,4],[155,5,155,6],[155,7,155,9],[156,0,157,0],[156,1,157,1],[156,2,157,2],[156,3,157,3],[156,4,157,5],[156,6,157,7],[156,8,156,9],[158,2,158,3],[158,4,158,5],[158,6,158,7],[159,2,159,3],[159,4,159,5],[159,6,159,7],[160,4,160,5],[160,6,160,7],[161,4,161,5],[161,6,161,7],[162,4,162,5],[162,6,162,7],[163,4,163,5],[163,6,163,7],[164,4,164,5],[164,6,164,7],[165,4,165,5],[165,6,165,7],[166,4,166,5],[166,6,166,7],[167,0,167,8],[168,0,168,4],[168,5,168,6],[168,7,168,9],[169,0,169,9],[170,0,170,4],[170,5,170,6],[170,7,170,9],[171,0,172,0],[171,1,172,1],[171,2,172,2],[171,3,172,3],[171,4,172,5],[171,6,172,7],[171,8,171,9],[173,4,173,5],[173,6,173,7],[174,4,174,5],[174,6,174,7],[175,4,175,5],[175,6,175,7],[176,2,176,3],[176,4,176,5],[176,6,176,7],[177,2,177,3],[177,4,177,5],[177,6,177,7],[178,4,178,5],[178,6,178,7],[179,2,179,3],[179,4,179,5],[179,6,179,7],[180,4,180,5],[180,6,180,7],[181,4,181,5],[181,6,181,7],[182,4,182,5],[182,6,182,7],[183,4,183,5],[183,6,183,7],[184,4,184,5],[184,6,184,7],[185,4,185,5],[185,6,185,7],[186,4,186,5],[186,6,186,7],[187,4,187,5],[187,6,187,7],[188,4,188,5],[188,6,188,7],[189,4,189,5],[189,6,189,7],[190,4,190,5],[190,6,190,7],[191,0,191,8],[192,0,192,8],[193,0,193,4],[193,5,193,6],[193,7,193,9]]}
["分部分项工程量清单与计价表"]
["工程名称：横东水质净化厂分布式光伏发电项目-安装部分",{"$nulls":6},"(编制单位盖章)"]
["序号","项目编码","项目名称","项目特征描述","计量\n单位",null,"工程量",null,"金额（元）"]
[{"$nulls":8},"综合单价","合价"]
[null,null,"   屋面光伏"]
[null,null,"   电气系统"]
[1,"031006005029","620Wp单晶硅光伏组件","1.名称:单晶硅光伏组件\n2.型号:620Wp,组件尺寸：2382*1134*30mm\n3、含铝合金6063-T5压块\n4.本体工程及附件安装\n5.综合考虑完成该工艺的所有施工内容，详见设计图纸及相关规范等\n6.池面上组件","块",null,"2610"]
[2,"031006005030","620Wp单晶硅光伏组件","1.名称:单晶硅光伏组件\n2.型号:620Wp,组件尺寸：2382*1134*30mm\n3、含铝合金6063-T5压块\n4.本体工程及附件安装\n5.综合考虑完成该工艺的所有施工内容，详见设计图纸及相关规范等\n6.屋面上组件","块",null,"4209"]
[3,"030405002051","光伏逆变器","1.名称:30kW逆变器\n2.规格、型号:最大输入电压：1100V 额定电网电压：400Vac\n3.本体工程及附件安装\n4.综合考虑完成该工艺的所有施工内容，详见设计图纸及相关规范等","台",null,"1"]
[4,"030405002052","光伏逆变器","1.名称:100kW逆变器\n2.规格、型号:最大输入电压：1100V 额定电网电压：400Vac\n3.本体工程及附件安装\n4.综合考虑完成该工艺的所有施工内容，详见设计图纸及相关规范等","台",null,"7"]
[5,"030405002053","光伏逆变器","1.名称:110kW逆变器\n2.规格、型号:最大输入电压：1100V 额定电网电压：400Vac\n3.本体工程及附件安装\n4.综合考虑完成该工艺的所有施工内容，详见设计图纸及相关规范等","台",null,"2"]
["本页小计"]
[{"$nulls":7},"第 1 页  共 14 页"]
["分部分项工程量清单与计价表"]
["工程名称：横东水质净化厂分布式光伏发电项目-安装部分",{"$nulls":6},"(编制单位盖章)"]
["序号","项目编码","项目名称","项目特征描述","计量\n单位",null,"工程量",null,"金额（元）"]
[{"$nulls":8},"综合单价","合价"]
[6,"030405002054","光伏逆变器","1.名称:150kW逆变器\n2.规格、型号:最大输入电压：1100V 额定电网电压：400Vac\n3.本体工程及附件安装\n4.综合考虑完成该工艺的所有施工内容，详见设计图纸及相关规范等","台",null,"18"]
[7,"030404017053","汇流箱 2进1出","1.名称:汇流箱 2进1出\n2.本体工程及附件安装\n3.综合考虑完成该工艺的所有施工内容，详见设计图纸及相关规范等","台",null,"1"]
[8,"030404017050","汇流箱 3进2出","1.名称:汇流箱 3进2出\n2.本体工程及附件安装\n3.综合考虑完成该工艺的所有施工内容，详见设计图纸及相关规范等","台",null,"1"]
[9,"030404017051","落地汇流箱","1.名称:落地汇流箱P01\n2.本体工程及附件安装\n3.综合考虑完成该工艺的所有施工内容，详见设计图纸及相关规范等","台",null,"1"]
[10,"030408001095","电力电缆","1.名称:光伏电缆\n2.规格、型号:PV1-F 1x4\n3.敷设方式:综合考虑\n4.综合考虑完成该工艺的所有施工内容，详见设计图纸及相关规范等","m",null,"52474.17"]
[11,"030408001096","电力电缆","1.名称:电力电缆 \n2.型号:ZRC-YJV\n3.规格:4*16\n4.材质:铜芯\n5.电压等级(kV):0.6/1kV\n6.综合考虑完成该工艺的所有施工内容，详见设计图纸及相关规范等","m",null,"9.42"]
[12,"030408001097","电力电缆","1.名称:电力电缆 \n2.型号:ZRC-YJV\n3.规格:3*70+1*35\n4.材质:铜芯\n5.电压等级(kV):0.6/1kV\n6.综合考虑完成该工艺的所有施工内容，详见设计图纸及相关规范等","m",null,"619.83"]
["本页小计"]
[{"$nulls":7},"第 2 页  共 14 页"]
["分部分项工程量清单与计价表"]
["工程名称：横东水质净化厂分布式光伏发电项目-安装部分",{"$nulls":6},"(编制单位盖章)"]
["序号","项目编码","项目名称","项目特征描述","计量\n单位",null,"工程量",null,"金额（元）"]
[{"$nulls":8},"综合单价","合价"]
[13,"030408001103","电力电缆","1.名称:电力电缆 \n2.型号:ZC-YJV\n3.规格:3*95+1*50\n4.材质:铜芯\n5.电压等级(kV):0.6/1kV\n6.综合考虑完成该工艺的所有施工内容，详见设计图纸及相关规范等","m",null,"91.46"]
[14,"030408001098","电力电缆","1.名称:电力电缆 \n2.型号:ZRC-YJV\n3.规格:3*120+1*70\n4.材质:铜芯\n5.电压等级(kV):0.6/1kV\n6.综合考虑完成该工艺的所有施工内容，详见设计图纸及相关规范等","m",null,"68.98"]
[15,"030408001099","电力电缆","1.名称:电力电缆 \n2.型号:ZRC-YJV\n3.规格:3*150+1*70\n4.材质:铜芯\n5.电压等级(kV):0.6/1kV\n6.综合考虑完成该工艺的所有施工内容，详见设计图纸及相关规范等","m",null,"1413.28"]
[16,"030408001100","电力电缆","1.名称:电力电缆 \n2.型号:ZRC-YJV\n3.规格:3*185+1*95\n4.材质:铜芯\n5.电压等级(kV):0.6/1kV\n6.综合考虑完成该工艺的所有施工内容，详见设计图纸及相关规范等","m",null,"77.28"]
[17,"030408001101","电力电缆","1.名称:电力电缆 \n2.型号:ZRC-YJV\n3.规格:3*240+1*120\n4.材质:铜芯\n5.电压等级(kV):0.6/1kV\n6.综合考虑完成该工艺的所有施工内容，详见设计图纸及相关规范等","m",null,"525.44"]
["本页小计"]
[{"$nulls":7},"第 3 页  共 14 页"]
["分部分项工程量清单与计价表"]
["工程名称：横东水质净化厂分布式光伏发电项目-安装部分",{"$nulls":6},"(编制单位盖章)"]
["序号","项目编码","项目名称","项目特征描述","计量\n单位",null,"工程量",null,"金额（元）"]
[{"$nulls":8},"综合单价","合价"]
[18,"030408001102","电力电缆","1.名称:电力电缆 \n2.型号:ZRC-YJV\n3.规格:3*300+1*150\n4.材质:铜芯\n5.电压等级(kV):0.6/1kV\n6.综合考虑完成该工艺的所有施工内容，详见设计图纸及相关规范等","m",null,"828.5"]
[19,"030408006063","电力电缆头","1.名称:电缆终端头\n2.规格、型号:16mm2以下\n3.综合考虑完成该工艺的所有施工内容，详见设计图纸及相关规范等","个",null,"2"]
[20,"030408006064","电力电缆头","1.名称:电缆终端头\n2.规格、型号:70mm2以下\n3.综合考虑完成该工艺的所有施工内容，详见设计图纸及相关规范等","个",null,"16"]
[21,"030408006065","电力电缆头","1.名称:电缆终端头\n2.规格、型号:120mm2以下\n3.综合考虑完成该工艺的所有施工内容，详见设计图纸及相关规范等","个",null,"12"]
[22,"030408006066","电力电缆头","1.名称:电缆终端头\n2.规格、型号:185mm2以下\n3.综合考虑完成该工艺的所有施工内容，详见设计图纸及相关规范等","个",null,"44"]
[23,"030408006067","电力电缆头","1.名称:电缆终端头\n2.规格、型号:240mm2以下\n3.综合考虑完成该工艺的所有施工内容，详见设计图纸及相关规范等","个",null,"40"]
[24,"030408006068","电力电缆头","1.名称:电缆终端头\n2.规格、型号:300mm2以下\n3.综合考虑完成该工艺的所有施工内容，详见设计图纸及相关规范等","个",null,"10"]
["本页小计"]
[{"$nulls":7},"第 4 页  共 14 页"]
["分部分项工程量清单与计价表"]
["工程名称：横东水质净化厂分布式光伏发电项目-安装部分",{"$nulls":6},"(编制单位盖章)"]
["序号","项目编码","项目名称","项目特征描述","计量\n单位",null,"工程量",null,"金额（元）"]
[{"$nulls":8},"综合单价","合价"]
[25,"030411003055","线槽（含辅件）","1.名称:线槽（含辅件）\n2.规格：400*200*2.0\n3.含支架等\n4.本体工程及附件安装\n5.综合考虑完成该工艺的所有施工内容，详见设计图纸及相关规范等","m",null,"68.83"]
[26,"030411003056","线槽（含辅件）","1.名称:线槽（含辅件）\n2.规格：200*100*1.2\n3.含支架等\n4.本体工程及附件安装\n5.综合考虑完成该工艺的所有施工内容，详见设计图纸及相关规范等","m",null,"439.47"]
[27,"030411003057","线槽（含辅件）","1.名称:线槽（含辅件）\n2.规格、型号:100*100*1.0\n3.含支架等\n4.本体工程及附件安装\n5.综合考虑完成该工艺的所有施工内容，详见设计图纸及相关规范等","m",null,"881.62"]
[28,"030411003058","线槽（含辅件）","1.名称:线槽（含辅件）\n2.规格、型号:50×50*0.8\n3.含支架等\n4.本体工程及附件安装\n5.综合考虑完成该工艺的所有施工内容，详见设计图纸及相关规范范等","m",null,"1100.38"]
[29,"030413001015","桥架支架","1.名称:桥架支架\n2.材质:铁构件\n3.规格:综合考虑\n4.综合考虑完成该工艺的所有施工内容，详见设计图纸及相关规范等","kg",null,"835.82"]
[30,"030404004025","并网计量柜","1.名称:并网计量柜BWG1\n2.规格、型号:固定式P07，屏柜尺寸：800×800×2200\n3.含内部组件组装等\n4.本体工程及附件安装和槽钢支架等\n5.综合考虑完成该工艺的所有施工内容，详见设计图纸及相关规范等","台",null,"1"]
["本页小计"]
[{"$nulls":7},"第 5 页  共 14 页"]
["分部分项工程量清单与计价表"]
["工程名称：横东水质净化厂分布式光伏发电项目-安装部分",{"$nulls":6},"(编制单位盖章)"]
["序号","项目编码","项目名称","项目特征描述","计量\n单位",null,"工程量",null,"金额（元）"]
[{"$nulls":8},"综合单价","合价"]
[31,"030404004026","并网计量柜","1.名称:并网计量柜BWG1 \n2.规格、型号:固定式P08，屏柜尺寸：800×800×2200\n3.含内部组件组装等\n4.本体工程及附件安装和槽钢支架等\n5.综合考虑完成该工艺的所有施工内容，详见设计图纸及相关规范等","台",null,"1"]
[32,"030404004027","并网计量柜","1.名称:并网计量柜BWG3 \n2.规格、型号:固定式P09，屏柜尺寸：800×800×2200\n3.含内部组件组装等\n4.本体工程及附件安装和槽钢支架等\n5.综合考虑完成该工艺的所有施工内容，详见设计图纸及相关规范等","台",null,"1"]
[33,"030404004028","并网计量柜","1.名称:并网计量柜BWG4 \n2.规格、型号:固定式P10，屏柜尺寸：800×800×2200\n3.含内部组件组装等\n4.本体工程及附件安装和槽钢支架等\n5.综合考虑完成该工艺的所有施工内容，详见设计图纸及相关规范等","台",null,"1"]
[34,"030404004029","并网计量柜","1.名称:并网计量柜BWG5 \n2.规格、型号:固定式P11，屏柜尺寸：800×800×2200\n3.含内部组件组装等\n4.本体工程及附件安装和槽钢支架等\n5.综合考虑完成该工艺的所有施工内容，详见设计图纸及相关规范等","台",null,"1"]
[35,"030404004030","并网计量柜","1.名称:并网计量柜BWG6 \n2.规格、型号:固定式P12 ，屏柜尺寸：800×800×2200\n3.含内部组件组装等\n4.本体工程及附件安装和槽钢支架等\n5.综合考虑完成该工艺的所有施工内容，详见设计图纸及相关规范等","台",null,"1"]
["本页小计"]
[{"$nulls":7},"第 6 页  共 14 页"]
["分部分项工程量清单与计价表"]
["工程名称：横东水质净化厂分布式光伏发电项目-安装部分",{"$nulls":6},"(编制单位盖章)"]
["序号","项目编码","项目名称","项目特征描述","计量\n单位",null,"工程量",null,"金额（元）"]
[{"$nulls":8},"综合单价","合价"]
[36,"030414002015","送配电装置系统","1.名称:送配电装置系统\n2.综合考虑完成该工艺的所有施工内容，详见设计图纸及相关规范等","系统",null,"6"]
[37,"030408009002","防火泥","1.名称:防火泥\n2.综合考虑完成该工艺的所有施工内容，详见设计图纸及相关规范等","kg",null,"30"]
[38,"030404035002","插座","1.名称:插线排\n2.规格:5口\n3.综合考虑完成该工艺的所有施工内容，详见设计图纸及相关规范等","个",null,"12"]
[39,"040501004033","塑料管","1.名称:3孔埋管\n2.材质及规格:PVC110\n3.含管道、管件等\n4.具体做法详图纸大样\n5.综合考虑完成该工艺的所有施工内容，详见设计图纸及相关规范等","m",null,"26.96"]
[40,"040501004034","塑料管","1.名称:4孔埋管\n2.材质及规格:PVC110\n3.含管道、管件等\n4.具体做法详图纸大样\n5.综合考虑完成该工艺的所有施工内容，详见设计图纸及相关规范等","m",null,"27.44"]
[41,"040501004035","塑料管","1.名称:5孔埋管\n2.材质及规格:PVC110\n3.含管道、管件等\n4.具体做法详图纸大样\n5.综合考虑完成该工艺的所有施工内容，详见设计图纸及相关规范等","m",null,"28.01"]
[42,"040501004036","塑料管","1.名称:6孔埋管\n2.材质及规格:PVC110\n3.含管道、管件等\n4.具体做法详图纸大样\n5.综合考虑完成该工艺的所有施工内容，详见设计图纸及相关规范等","m",null,"25.6"]
["本页小计"]
[{"$nulls":7},"第 7 页  共 14 页"]
["分部分项工程量清单与计价表"]
["工程名称：横东水质净化厂分布式光伏发电项目-安装部分",{"$nulls":6},"(编制单位盖章)"]
["序号","项目编码","项目名称","项目特征描述","计量\n单位",null,"工程量",null,"金额（元）"]
[{"$nulls":8},"综合单价","合价"]
[43,"040501004037","塑料管","1.名称:9孔埋管\n2.材质及规格:PVC110\n3.含管道、管件等\n4.具体做法详图纸大样\n5.综合考虑完成该工艺的所有施工内容，详见设计图纸及相关规范等","m",null,"14.47"]
[44,"041001001014","拆除路面","1.材质:拆除路面\n2.厚度:25cm\n3.旧路面机械破除\n4.具体做法详图纸大样\n5.综合考虑完成该工艺的所有施工内容，详见设计图纸及相关规范等","m2",null,"100.43"]
[45,"040101002040","挖沟槽土方","1.土壤类别:挖沟槽土方\n2.挖土深度:2m 内\n3.一二类土\n4.具体做法详图纸大样\n5.综合考虑完成该工艺的所有施工内容，详见设计图纸及相关规范等","m3",null,"45.53"]
[46,"040303001014","垫层","1.名称:垫层\n2.材质:石屑\n3.具体做法详图纸大样\n4.综合考虑完成该工艺的所有施工内容，详见设计图纸及相关规范等","m3",null,"4.88"]
[47,"040103001023","回填方","1.名称:回填方\n2.填方材料品种:回填用砂\n3.具体做法详图纸大样\n4.综合考虑完成该工艺的所有施工内容，详见设计图纸及相关规范等","m3",null,"15.32"]
[48,"040202003027","水泥稳定土","1.名称:回填方\n2.填方材料品种:集中拌合水泥石屑混合料 水泥含量 4%\n3.具体做法详图纸大样\n4.综合考虑完成该工艺的所有施工内容，详见设计图纸及相关规范等","m3",null,"8.92"]
["本页小计"]
[{"$nulls":7},"第 8 页  共 14 页"]
["分部分项工程量清单与计价表"]
["工程名称：横东水质净化厂分布式光伏发电项目-安装部分",{"$nulls":6},"(编制单位盖章)"]
["序号","项目编码","项目名称","项目特征描述","计量\n单位",null,"工程量",null,"金额（元）"]
[{"$nulls":8},"综合单价","合价"]
[49,"040202003028","水泥稳定土","1.名称:回填方\n2.填方材料品种:集中拌合水泥石屑混合料 水泥含量 6%\n3.具体做法详图纸大样\n4.综合考虑完成该工艺的所有施工内容，详见设计图纸及相关规范等","m3",null,"13.56"]
[50,"050402002014","现浇混凝土路面","1.名称:现浇混凝土路面\n2.厚度:25cm  C30\n3.具体做法详图纸大样\n4.综合考虑完成该工艺的所有施工内容，详见设计图纸及相关规范等","m2",null,"100.43"]
[51,"040101002041","余方外运","1.土壤类别:余方外运\n2.运距:按15km考虑\n3.一二类土\n4.具体做法详图纸大样\n5.综合考虑完成该工艺的所有施工内容，详见设计图纸及相关规范等","m3",null,"45.53"]
[52,"040101002042","余方外运","1.土壤类别:余方外运\n2.运距:按15km考虑\n3.路面块料\n4.具体做法详图纸大样\n5.综合考虑完成该工艺的所有施工内容，详见设计图纸及相关规范等","m3",null,"20.39"]
[53,"010401011003","砌筑井","1.名称:单页手井\n2.具体做法详图纸大样\n3.综合考虑完成该工艺的所有施工内容，详见设计图纸及相关规范等","座",null,"1"]
[54,"010401011004","砌筑井","1.名称:简易手井\n2.具体做法详图纸大样\n3.综合考虑完成该工艺的所有施工内容，详见设计图纸及相关规范等","座",null,"8"]
[55,"040401006002","逆变器遮雨棚","1.名称:逆变器遮雨棚\n2.综合考虑完成该工艺的所有施工内容，详见设计图纸及相关规范等","座",null,"4"]
["本页小计"]
[{"$nulls":7},"第 9 页  共 14 页"]
["分部分项工程量清单与计价表"]
["工程名称：横东水质净化厂分布式光伏发电项目-安装部分",{"$nulls":6},"(编制单位盖章)"]
["序号","项目编码","项目名称","项目特征描述","计量\n单位",null,"工程量",null,"金额（元）"]
[{"$nulls":8},"综合单价","合价"]
[56,"050307009029","标志牌","1.名称:标志牌\n2.类别:安健环详图、警示牌图、光伏发电站场应急处置卡\n3.规格、型号:1200*800\n4.综合考虑完成该工艺的所有施工内容，详见设计图纸及相关规范等","个",null,"3"]
[57,"050307009030","标志牌","1.名称:标志牌\n2.类别:0.4kV结线图\n3.综合考虑完成该工艺的所有施工内容，详见设计图纸及相关规范等","个",null,"3"]
[null,null,"【电气系统】分部小计"]
[null,null,"   防雷接地系统"]
[58,"030409002013","接地母线","1.名称:接地扁钢\n2.规格、型号:热镀锌扁钢 -40×4\n3.综合考虑完成该工艺的所有施工内容，详见设计图纸及相关规范等","m",null,"3873.88"]
[59,"030409003025","避雷引下线","1.名称:避雷引下线\n2.材质:镀锌扁钢\n3.规格:40*4\n4.断接卡子:含断接卡子\n5.综合考虑完成该工艺的所有施工内容，详见设计图纸及相关规范等","m",null,"183.02"]
[60,"030409003026","断接卡子","1.名称:断接卡子制作、安装\n2.材质:镀锌扁钢\n3.规格:40*4\n4.综合考虑完成该工艺的所有施工内容，详见设计图纸及相关规范等","套",null,"15"]
[61,"030411004030","接地线","1.名称:接地跨接线\n2.规格、型号:BVR-1×4\n3.综合考虑完成该工艺的所有施工内容，详见设计图纸及相关规范等","处",null,"6819"]
[null,null,"【防雷接地系统】分部小计"]
[null,null,"   弱电系统"]
["本页小计"]
[{"$nulls":7},"第 10 页  共 14 页"]
["分部分项工程量清单与计价表"]
["工程名称：横东水质净化厂分布式光伏发电项目-安装部分",{"$nulls":6},"(编制单位盖章)"]
["序号","项目编码","项目名称","项目特征描述","计量\n单位",null,"工程量",null,"金额（元）"]
[{"$nulls":8},"综合单价","合价"]
[62,"030404017052","配电箱","1.名称:监控防水箱\n2.安装方式:壁挂式\n3.综合考虑完成该工艺的所有施工内容，详见设计图纸及相关规范等","台",null,"11"]
[63,"030607006015","数据采集器","1.名称:数据采集器\n2.型号:符合设计需求及满足现场设备需求\n3.规格:225*160*44\n4.功能:设备安装及调试\n5.综合考虑完成该工艺的所有施工内容，详见设计图纸及相关规范等","套",null,"1"]
[64,"030502001015","机柜、机架","1.名称:网络机柜6U壁挂式\n2.规格:宽550*深400*高300\n3.安装方式:室内壁装\n4.综合考虑完成该工艺的所有施工内容，详见设计图纸及相关规范等","台",null,"1"]
[65,"030501012027","交换机","1.名称:交换机\n2.功能:8口，带POE\n3.综合考虑完成该工艺的所有施工内容，详见设计图纸及相关规范等","台",null,"10"]
[66,"030501012028","交换机","1.名称:交换机\n2.功能:16口，带POE\n3.综合考虑完成该工艺的所有施工内容，详见设计图纸及相关规范等","台",null,"1"]
[67,"030507008002","监控摄像设备","1.名称:视频监控（360度24小时监控器，采用4G通讯）\n2.综合考虑完成该工艺的所有施工内容，详见设计图纸及相关规范等","台",null,"24"]
[68,"040205020028","摄像机支架","1.类型:摄像机支架（横梁上安装）\n2.规格、型号:按设备情况确定\n3.支架形式:壁挂式支架\n4.综合考虑完成该工艺的所有施工内容，详见设计图纸及相关规范等","台",null,"24"]
["本页小计"]
[{"$nulls":7},"第 11 页  共 14 页"]
["分部分项工程量清单与计价表"]
["工程名称：横东水质净化厂分布式光伏发电项目-安装部分",{"$nulls":6},"(编制单位盖章)"]
["序号","项目编码","项目名称","项目特征描述","计量\n单位",null,"工程量",null,"金额（元）"]
[{"$nulls":8},"综合单价","合价"]
[69,"030506008015","视频系统调试","1.名称:安全防范分系统调试 电视监控系统 摄像机\n2.综合考虑完成该工艺的所有施工内容，详见设计图纸及相关规范等","系统",null,"24"]
[70,"030409010015","浪涌保护器","1.名称:浪涌保护器\n2.综合考虑完成该工艺的所有施工内容，详见设计图纸及相关规范等","个",null,"24"]
[71,"030501010015","光纤收发器","1.名称:光纤收发器\n2.类别:千兆单模单纤\n3.综合考虑完成该工艺的所有施工内容，详见设计图纸及相关规范等","台",null,"12"]
[72,"030502009015","尾纤","1.名称:尾纤\n2.类别:单模单纤\n3.综合考虑完成该工艺的所有施工内容，详见设计图纸及相关规范等","条",null,"12"]
[73,"030502005015","双绞线缆","1.名称:双绞线缆\n2.规格:超六类网线\n3.线缆对数:CAT6E\n4.敷设方式:管槽内安装\n5.综合考虑完成该工艺的所有施工内容，详见设计图纸及相关规范等","m",null,"822.44"]
[74,"030411004031","配线","1.名称:配线\n2.型号:ZR-RVSP\n3.规格:2*1.0\n4.材质:铜\n5.综合考虑完成该工艺的所有施工内容，详见设计图纸及相关规范等","m",null,"2005.29"]
[75,"030502007015","光缆","1.名称:光缆\n2.规格:6芯\n3.综合考虑完成该工艺的所有施工内容，详见设计图纸及相关规范等","m",null,"5805.27"]
[76,"030411001024","配管","1.名称:PVC电线管\n2.规格、型号:Φ25\n3.敷设方式:综合考虑\n4.综合考虑完成该工艺的所有施工内容，详见设计图纸及相关规范等","m",null,"8596.7"]
["本页小计"]
[{"$nulls":7},"第 12 页  共 14 页"]
["分部分项工程量清单与计价表"]
["工程名称：横东水质净化厂分布式光伏发电项目-安装部分",{"$nulls":6},"(编制单位盖章)"]
["序号","项目编码","项目名称","项目特征描述","计量\n单位",null,"工程量",null,"金额（元）"]
[{"$nulls":8},"综合单价","合价"]
[null,null,"【弱电系统】分部小计"]
[null,null,"   清洗系统"]
[77,"030901011015","给水栓","1.安装方式:给水栓\n2.型号、规格:DN40\n3.综合考虑完成该工艺的所有施工内容，详见设计图纸及相关规范等","套",null,"44"]
[78,"030109012015","增压泵","1.名称:增压泵\n2.型号:电压：220V  进出口径：DN32    扬程：≥25m\n3.功能:设备安装及调试\n4.综合考虑完成该工艺的所有施工内容，详见设计图纸及相关规范等","台",null,"16"]
[79,"031001006029","塑料管","1.名称:PPR给水管\n2.规格、型号:DN32\n3.连接形式:热熔\n4.综合考虑完成该工艺的所有施工内容，详见设计图纸及相关规范等","m",null,"1246.77"]
[80,"031003013015","水表","1.名称:水表组\n2.规格、型号:DN32\n3.连接形式:热熔\n4.其他:包含1个水表，1个截止阀\n5.综合考虑完成该工艺的所有施工内容，详见设计图纸及相关规范等","组",null,"16"]
[81,"030601002015","压力仪表","1.类型:压力表\n2.综合考虑完成该工艺的所有施工内容，详见设计图纸及相关规范等","台",null,"16"]
[82,"031003001029","截止阀","1.类型:截止阀\n2.规格、压力等级:DN32\n3.综合考虑完成该工艺的所有施工内容，详见设计图纸及相关规范等","个",null,"16"]
[83,"031003001030","止回阀","1.类型:止回阀\n2.规格、压力等级:DN32\n3.综合考虑完成该工艺的所有施工内容，详见设计图纸及相关规范等","个",null,"16"]
["本页小计"]
[{"$nulls":7},"第 13 页  共 14 页"]
["分部分项工程量清单与计价表"]
["工程名称：横东水质净化厂分布式光伏发电项目-安装部分",{"$nulls":6},"(编制单位盖章)"]
["序号","项目编码","项目名称","项目特征描述","计量\n单位",null,"工程量",null,"金额（元）"]
[{"$nulls":8},"综合单价","合价"]
[84,"030901013015","灭火器","1.名称:手提式灭火器\n2.类别:水基型MQ6\n3.规格、型号:含2具灭火器一个箱体\n4.综合考虑完成该工艺的所有施工内容，详见设计图纸及相关规范等","具",null,"31"]
[85,"031002001015","管道支架","1.材质:管道支架\n2.管架形式:综合考虑\n3.综合考虑完成该工艺的所有施工内容，详见设计图纸及相关规范等","kg",null,"120.89"]
[86,"031001006030","塑料管","1.安装部位:室外塑料排水管\n2.介质:雨水\n3.材质、规格:PVC-100\n4.连接形式:粘接\n5.综合考虑完成该工艺的所有施工内容，详见设计图纸及相关规范等","m",null,"59.8"]
[null,null,"【清洗系统】分部小计"]
[null,null,"   防护措施及物探"]
[87,"030310004014","物探费","1.名称:开挖管道探测费\n2.综合考虑完成该工艺的所有施工内容，详见设计图纸及相关规范等","m",null,"89.51"]
[null,null,"【防护措施及物探】分部小计"]
{"$rows_empty":11}
["本页小计"]
["合  计"]
[{"$nulls":7},"第 14 页  共 14 页"]

{"sheet":"工程量清单总价表【高埗低涌水质净化厂分布式光伏发电项目-装","index":5,"n_rows":38,"n_cols":5,"rows_kept":38,"merged":[[0,0,0,4],[1,0,1,2],[1,3,1,4],[2,0,2,2],[36,0,36,1],[37,0,37,4]]}
["工程量清单总价表"]
[{"$nulls":3},"编制单位盖章："]
["工程名称：高埗低涌水质净化厂分布式光伏发电项目-装饰钢结构部分",{"$nulls":3},"第 1 页  共 1 页"]
["序号","项目名称","取费基数","费率(%)","金额:(元)"]
["1","分部分项合计","FBFXHJ"]
["1.1","A.5混凝土及钢筋混凝土工程"]
["1.2","A.6金属结构工程"]
["1.3","A.16拆除工程"]
["2","措施合计","_AQWMSGF+_QTCSF"]
["2.1","绿色施工安全防护措施费","AQWMSGF"]
["2.2","其他措施费","QTCSF"]
["3","其他项目","QTXMHJ"]
["3.1","暂列金额","ZLJE"]
["3.2","暂估价","ZGJHJ"]
["3.3","计日工","JRG"]
["3.4","总承包服务费","ZCBFWF"]
["3.5","预算包干费","YSBGF"]
["3.6","工程优质费","GCYZF"]
["3.7","概算幅度差","GSFDC"]
["3.8","索赔费用","SPFY"]
["3.9","现场签证费用","XCQZFY"]
["3.10","其他费用","QTFY"]
["4","税前工程造价","_FHJ+_CHJ+_QTXM"]
["5","增值税销项税额","_FHJ+_CHJ+_QTXM"]
["6","总造价","_FHJ+_CHJ+_QTXM+_SJ"]
["7","人工费","RGF+JSCS_RGF"]
{"$rows_empty":11}
["编制人：                                   证号：                                 编制日期："]

{"sheet":"工程量清单综合单价报价表-1【高埗低涌水质净化厂分布式光伏","index":6,"n_rows":101,"n_cols":8,"rows_kept":101,"merged":[[0,0,0,7],[1,0,1,4],[1,5,1,7],[2,0,2,4],[2,6,2,7],[3,0,4,0],[3,1,4,1],[3,2,4,2],[3,3,4,3],[3,4,4,4],[3,5,4,5],[3,6,3,7],[5,2,5,3],[13,2,13,3],[14,2,14,3],[15,0,15,6],[16,0,16,7],[17,0,17,7],[18,0,18,4],[18,5,18,7],[19,0,19,4],[19,6,19,7],[20,0,21,0],[20,1,21,1],[20,2,21,2],[20,3,21,3],[20,4,21,4],[20,5,21,5],[20,6,20,7],[26,0,26,6],[27,0,27,7],[28,0,28,7],[29,0,29,4],[29,5,29,7],[30,0,30,4],[30,6,30,7],[31,0,32,0],[31,1,32,1],[31,2,32,2],[31,3,32,3],[31,4,32,4],[31,5,32,5],[31,6,31,7],[38,0,38,6],[39,0,39,7],[40,0,40,7],[41,0,41,4],[41,5,41,7],[42,0,42,4],[42,6,42,7],[43,0,44,0],[43,1,44,1],[43,2,44,2],[43,3,44,3],[43,4,44,4],[43,5,44,5],[43,6,43,7],[52,0,52,6],[53,0,53,7],[54,0,54,7],[55,0,55,4],[55,5,55,7],[56,0,56,4],[56,6,56,7],[57,0,58,0],[57,1,58,1],[57,2,58,2],[57,3,58,3],[57,4,58,4],[57,5,58,5],[57,6,57,7],[65,0,65,6],[66,0,66,7],[67,0,67,7],[68,0,68,4],[68,5,68,7],[69,0,69,4],[69,6,69,7],[70,0,71,0],[70,1,71,1],[70,2,71,2],[70,3,71,3],[70,4,71,4],[70,5,71,5],[70,6,70,7],[73,2,73,3],[74,2,74,3],[76,2,76,3],[98,0,98,6],[99,0,99,6],[100,0,100,7]]}
["工程量清单综合单价报价表"]
[{"$nulls":5},"编制单位盖章："]
["工程名称：高埗低涌水质净化厂分布式光伏发电项目-装饰钢结构部分",{"$nulls":5},"第 1 页  共 6 页"]
["序号","项目编码","项目名称","项目特征描述","计量\n单位","工程数量","金额（元）"]
[{"$nulls":6},"综合单价","合价"]
[null,null,"A.5 混凝土及钢筋混凝土工程"]
[1,"010509002003","支墩","1.支墩\n2.混凝土强度等级:C25\n3.含模板制作安装\n4.其他:按技术规范及设计图纸完成清单项目所需的一切相关工作","m3","32.19"]
[2,"010515001003","现浇构件钢筋","1.钢筋种类、规格:现浇构件带肋钢筋 φ12-16\n2.其他:按技术规范及设计图纸完成清单项目所需的一切相关工作","t","0.510"]
[3,"010515001004","现浇构件钢筋","1.钢筋种类、规格:现浇构件箍筋 带肋钢筋(HRB400内) φ10以内\n2.其他:按技术规范及设计图纸完成清单项目所需的一切相关工作","t","1.016"]
[4,"010516001003","螺栓","1.螺栓种类:M12*200\n2.规格:U型地脚螺栓\n3.其他:按技术规范及设计图纸完成清单项目所需的一切相关工作","套","410.00"]
[5,"010902001003","立柱底座卷材防水","1.卷材品种、规格、厚度:3mm自粘型沥青卷材防水\n2.其他:按技术规范及设计图纸完成清单项目所需的一切相关工作","m2","80.46"]
[6,"010507007002","柱脚包封","1.混凝土种类:素混凝土\n2.混凝土强度等级:C25\n3.含模板制作安装\n4.其他:按技术规范及设计图纸完成清单项目所需的一切相关工作","m3","9.13"]
[7,"010902001004","柱脚包封防水","1.卷材品种、规格、厚度:3mm厚SBS防水卷材\n2.其他:按技术规范及设计图纸完成清单项目所需的一切相关工作","m2","180.32"]
[null,null,"【混凝土及钢筋混凝土工程】分部小计"]
[null,null,"A.6 金属结构工程"]
["本页小计"]
["编制人：                                   证号：                                 编制日期："]
["工程量清单综合单价报价表"]
[{"$nulls":5},"编制单位盖章："]
["工程名称：高埗低涌水质净化厂分布式光伏发电项目-装饰钢结构部分",{"$nulls":5},"第 2 页  共 6 页"]
["序号","项目编码","项目名称","项目特征描述","计量\n单位","工程数量","金额（元）"]
[{"$nulls":6},"综合单价","合价"]
[8,"010603001002","实腹钢柱","1.柱类型:U型钢柱\n2.钢材品种:S350GD+ZM275\n3.钢材规格:U52*41*2.5\n4.单根柱质量:3t以内\n5.包含柱脚端板、加劲板、三角连接件等\n6.其他:按技术规范及设计图纸完成清单项目所需的一切相关工作","t","0.554"]
[9,"010603002005","空腹钢柱","1.柱类型:镀锌矩管钢柱\n2.钢材品种:Q355B\n3.钢材规格:口150*5\n4.单根柱质量:3t以内\n5.包含柱脚端板、加劲板、三角连接件等\n6.其他:按技术规范及设计图纸完成清单项目所需的一切相关工作","t","10.176"]
[10,"010603002006","空腹钢柱","1.柱类型:镀锌矩管钢柱\n2.钢材品种:Q355B\n3.钢材规格:口150*100*5\n4.单根柱质量:3t以内\n5.包含柱脚端板、加劲板、三角连接件等\n6.其他:按技术规范及设计图纸完成清单项目所需的一切相关工作","t","9.728"]
[11,"010604001008","钢梁","1.梁类型:U型钢梁\n2.钢材品种:S350GD+ZM275\n3.钢材规格:U52*41*2.5\n4.单根质量:1.5t以内\n5.包含安全绳固定件及加劲肋等\n6.其他:按技术规范及设计图纸完成清单项目所需的一切相关工作","t","3.860"]
["本页小计"]
["编制人：                                   证号：                                 编制日期："]
["工程量清单综合单价报价表"]
[{"$nulls":5},"编制单位盖章："]
["工程名称：高埗低涌水质净化厂分布式光伏发电项目-装饰钢结构部分",{"$nulls":5},"第 3 页  共 6 页"]
["序号","项目编码","项目名称","项目特征描述","计量\n单位","工程数量","金额（元）"]
[{"$nulls":6},"综合单价","合价"]
[12,"010604001009","钢梁","1.梁类型:镀锌矩管钢梁\n2.钢材品种:Q355B\n3.钢材规格:口100*50*4\n4.单根质量:1.5t以内\n5.包含安全绳固定件及加劲肋等\n6.其他:按技术规范及设计图纸完成清单项目所需的一切相关工作","t","3.296"]
[13,"010604001010","钢梁","1.梁类型:镀锌矩管钢梁\n2.钢材品种:Q355B\n3.钢材规格:口140*80*5\n4.单根质量:1.5t以内\n5.包含安全绳固定件及加劲肋等\n6.其他:按技术规范及设计图纸完成清单项目所需的一切相关工作","t","2.327"]
[14,"010604001011","钢梁","1.梁类型:镀锌矩管钢梁\n2.钢材品种:Q355B\n3.钢材规格:口150*100*5\n4.单根质量:1.5t以内\n5.包含安全绳固定件及加劲肋等\n6.其他:按技术规范及设计图纸完成清单项目所需的一切相关工作","t","5.182"]
[15,"010604001012","钢梁","1.梁类型:镀锌矩管钢梁\n2.钢材品种:Q355B\n3.钢材规格:口180*100*6\n4.单根质量:1.5t以内\n5.包含安全绳固定件及加劲肋等\n6.其他:按技术规范及设计图纸完成清单项目所需的一切相关工作","t","9.790"]
[16,"010606002006","钢檩条","1.构件类型:镀锌矩管檩条\n2.钢材品种:Q355B\n3.钢材规格:口100*50*4\n4.其他:按技术规范及设计图纸完成清单项目所需的一切相关工作","t","4.936"]
["本页小计"]
["编制人：                                   证号：                                 编制日期："]
["工程量清单综合单价报价表"]
[{"$nulls":5},"编制单位盖章："]
["工程名称：高埗低涌水质净化厂分布式光伏发电项目-装饰钢结构部分",{"$nulls":5},"第 4 页  共 6 页"]
["序号","项目编码","项目名称","项目特征描述","计量\n单位","工程数量","金额（元）"]
[{"$nulls":6},"综合单价","合价"]
[17,"010606002007","钢檩条","1.构件类型:镀锌矩管檩条\n2.钢材品种:Q355B\n3.钢材规格:口100*50*5\n4.其他:按技术规范及设计图纸完成清单项目所需的一切相关工作","t","7.341"]
[18,"010606002008","钢檩条","1.构件类型:镀锌矩管檩条\n2.钢材品种:Q355B\n3.钢材规格:口100*50*6\n4.其他:按技术规范及设计图纸完成清单项目所需的一切相关工作","t","5.448"]
[19,"010606002009","钢檩条","1.构件类型:镀锌矩管檩条\n2.钢材品种:Q355B\n3.钢材规格:口80*40*5\n4.其他:按技术规范及设计图纸完成清单项目所需的一切相关工作","t","10.363"]
[20,"010606001012","斜撑","1.构件类型:U型斜撑\n2.钢材品种:S350GD+ZM275\n3.钢材规格:U52*41*2.5\n4.其他:按技术规范及设计图纸完成清单项目所需的一切相关工作","t","0.287"]
[21,"010606001013","斜撑","1.构件类型:镀锌矩管斜撑\n2.钢材品种:Q235B\n3.钢材规格:B40*3\n4.其他:按技术规范及设计图纸完成清单项目所需的一切相关工作","t","0.874"]
[22,"010606001014","钢支撑","1.构件类型:圆钢支撑\n2.钢材品种:Q235B\n3.钢材规格:Φ16\n4.其他:按技术规范及设计图纸完成清单项目所需的一切相关工作","t","2.096"]
[23,"010606001015","系杆","1.构件类型:圆管系杆\n2.钢材品种:Q235B\n3.钢材规格:Φ89*3.0\n4.其他:按技术规范及设计图纸完成清单项目所需的一切相关工作","t","4.456"]
["本页小计"]
["编制人：                                   证号：                                 编制日期："]
["工程量清单综合单价报价表"]
[{"$nulls":5},"编制单位盖章："]
["工程名称：高埗低涌水质净化厂分布式光伏发电项目-装饰钢结构部分",{"$nulls":5},"第 5 页  共 6 页"]
["序号","项目编码","项目名称","项目特征描述","计量\n单位","工程数量","金额（元）"]
[{"$nulls":6},"综合单价","合价"]
[24,"010606001016","系杆","1.构件类型:圆管系杆\n2.钢材品种:Q235B\n3.钢材规格:B50*3\n4.其他:按技术规范及设计图纸完成清单项目所需的一切相关工作","t","1.480"]
[25,"010606001017","拉杆","1.构件类型:U型拉杆\n2.钢材品种:S350GD+ZM275\n3.钢材规格:U41*41*2.0\n4.其他:按技术规范及设计图纸完成清单项目所需的一切相关工作","t","0.496"]
[26,"010606006002","维护通道","1.名称:维护通道\n2.盖板规格型号:S350GD+ZM275\n3.30*30*3方通(Q235)\n4.具体详见图纸CS-GF-05大样\n5.其他:按技术规范及设计图纸完成清单项目所需的一切相关工作","t","0.668"]
[27,"040602038004","M型水槽","1.名称:M型水槽\n2.材质:S350GD+ZM275\n3.具体详见图纸CS-GF-05大样\n4.其他:按技术规范及设计图纸完成清单项目所需的一切相关工作","m","2335.36"]
[28,"040602038005","横向水槽","1.名称:横向水槽\n2.材质:S350GD+ZM275\n3.具体详见图纸CS-GF-05大样\n4.其他:按技术规范及设计图纸完成清单项目所需的一切相关工作","m","1100.03"]
[29,"040602038006","汇水槽","1.名称:汇水槽\n2.材质:S350GD+ZM275\n3.具体详见图纸CS-GF-05大样\n4.其他:按技术规范及设计图纸完成清单项目所需的一切相关工作","m","314.9"]
["本页小计"]
["编制人：                                   证号：                                 编制日期："]
["工程量清单综合单价报价表"]
[{"$nulls":5},"编制单位盖章："]
["工程名称：高埗低涌水质净化厂分布式光伏发电项目-装饰钢结构部分",{"$nulls":5},"第 6 页  共 6 页"]
["序号","项目编码","项目名称","项目特征描述","计量\n单位","工程数量","金额（元）"]
[{"$nulls":6},"综合单价","合价"]
[30,"010516001004","螺栓","1.螺栓种类:M12化学锚栓\n2.其他:按技术规范及设计图纸完成清单项目所需的一切相关工作","套","1624"]
[null,null,"【金属结构工程】分部小计"]
[null,null,"A.16 拆除工程"]
[31,"011607001002","原有屋面拆除","1.原有屋面拆除\n2.废料运距按15km考虑\n3.其他:按技术规范及设计图纸完成清单项目所需的一切相关工作","m2","116.16"]
[null,null,"【拆除工程】分部小计"]
{"$rows_empty":21}
["本页小计"]
["合  计"]
["编制人：                                   证号：                                 编制日期："]

{"sheet":"工程量清单报价汇总表【高埗低涌水质净化厂分布式光伏发电项目","index":7,"n_rows":22,"n_cols":7,"rows_kept":22,"merged":[[0,0,0,6],[1,0,1,2],[1,4,1,6],[2,2,2,4],[3,2,3,4],[4,2,4,4],[5,2,5,4],[6,2,6,4],[7,2,7,4],[8,2,8,4],[9,2,9,4],[10,2,10,4],[11,2,11,4],[12,2,12,4],[13,2,13,4],[14,2,14,4],[15,2,15,4],[16,2,16,4],[17,2,17,4],[18,2,18,4],[19,2,19,4],[20,2,20,4],[21,2,21,4],[22,2,22,4],[23,2,23,4],[24,2,24,4],[25,2,25,4],[26,2,26,4],[27,2,27,4],[28,2,28,4],[29,2,29,4],[30,2,30,4],[31,2,31,4],[32,2,32,4],[33,2,33,4],[34,2,34,4],[35,2,35,4],[36,2,36,4]]}
["工程量清单报价汇总表"]
["工程名称：高埗低涌水质净化厂分布式光伏发电项目-安装部分",{"$nulls":3},"第 1 页  共 1 页"]
["序号","费用名称","基数说明",null,null,"费率(%)","金额"]
["1","分部分项合计","分部分项合计"]
["2","措施合计","绿色施工安全防护措施费+其他措施费"]
["2.1","绿色施工安全防护措施费","安全及文明施工措施费"]
["2.2","其他措施费","其他措施费"]
["3","其他项目","其他项目合计"]
["3.1","暂列金额","暂列金额"]
["3.2","暂估价","暂估价合计"]
["3.3","计日工","计日工"]
["3.4","总承包服务费","总承包服务费"]
["3.5","预算包干费","预算包干费"]
["3.6","工程优质费","工程优质费"]
["3.7","概算幅度差","概算幅度差"]
["3.8","索赔费用","索赔费用"]
["3.9","现场签证费用","现场签证费用"]
["3.10","其他费用","其他费用"]
["4","税前工程造价","分部分项合计+措施合计+其他项目"]
["5","增值税销项税额","分部分项合计+措施合计+其他项目"]
["6","总造价","分部分项合计+措施合计+其他项目+增值税销项税额"]
["7","人工费","分部分项人工费+技术措施项目人工费+机上人工费"]

{"sheet":"分部分项工程量清单与计价表【高埗低涌水质净化厂分布式光伏发","index":8,"n_rows":166,"n_cols":10,"rows_kept":166,"merged":[[0,0,0,9],[1,0,1,4],[1,5,1,6],[1,7,1,9],[2,0,3,0],[2,1,3,1],[2,2,3,2],[2,3,3,3],[2,4,3,5],[2,6,3,7],[2,8,2,9],[4,2,4,3],[4,4,4,5],[4,6,4,7],[5,2,5,3],[5,4,5,5],[5,6,5,7],[6,4,6,5],[6,6,6,7],[7,4,7,5],[7,6,7,7],[8,4,8,5],[8,6,8,7],[9,4,9,5],[9,6,9,7],[10,4,10,5],[10,6,10,7],[11,0,11,8],[12,0,12,4],[12,5,12,6],[12,7,12,9],[13,0,13,9],[14,0,14,4],[14,5,14,6],[14,7,14,9],[15,0,16,0],[15,1,16,1],[15,2,16,2],[15,3,16,3],[15,4,16,5],[15,6,16,7],[15,8,15,9],[17,4,17,5],[17,6,17,7],[18,4,18,5],[18,6,18,7],[19,4,19,5],[19,6,19,7],[20,4,20,5],[20,6,20,7],[21,4,21,5],[21,6,21,7],[22,4,22,5],[22,6,22,7],[23,0,23,8],[24,0,24,4],[24,5,24,6],[24,7,24,9],[25,0,25,9],[26,0,26,4],[26,5,26,6],[26,7,26,9],[27,0,28,0],[27,1,28,1],[27,2,28,2],[27,3,28,3],[27,4,28,5],[27,6,28,7],[27,8,27,9],[29,4,29,5],[29,6,29,7],[30,4,30,5],[30,6,30,7],[31,4,31,5],[31,6,31,7],[32,4,32,5],[32,6,32,7],[33,4,33,5],[33,6,33,7],[34,4,34,5],[34,6,34,7],[35,0,35,8],[36,0,36,4],[36,5,36,6],[36,7,36,9],[37,0,37,9],[38,0,38,4],[38,5,38,6],[38,7,38,9],[39,0,40,0],[39,1,40,1],[39,2,40,2],[39,3,40,3],[39,4,40,5],[39,6,40,7],[39,8,39,9],[41,4,41,5],[41,6,41,7],[42,4,42,5],[42,6,42,7],[43,4,43,5],[43,6,43,7],[44,4,44,5],[44,6,44,7],[45,4,45,5],[45,6,45,7],[46,4,46,5],[46,6,46,7],[47,4,47,5],[47,6,47,7],[48,0,48,8],[49,0,49,4],[49,5,49,6],[49,7,49,9],[50,0,50,9],[51,0,51,4],[51,5,51,6],[51,7,51,9],[52,0,53,0],[52,1,53,1],[52,2,53,2],[52,3,53,3],[52,4,53,5],[52,6,53,7],[52,8,52,9],[54,4,54,5],[54,6,54,7],[55,4,55,5],[55,6,55,7],[56,4,56,5],[56,6,56,7],[57,4,57,5],[57,6,57,7],[58,4,58,5],[58,6,58,7],[59,4,59,5],[59,6,59,7],[60,0,60,8],[61,0,61,4],[61,5,61,6],[61,7,61,9],[62,0,62,9],[63,0,63,4],[63,5,63,6],[63,7,63,9],[64,0,65,0],[64,1,65,1],[64,2,65,2],[64,3,65,3],[64,4,65,5],[64,6,65,7],[64,8,64,9],[66,4,66,5],[66,6,66,7],[67,4,67,5],[67,6,67,7],[68,4,68,5],[68,6,68,7],[69,4,69,5],[69,6,69,7],[70,4,70,5],[70,6,70,7],[71,4,71,5],[71,6,71,7],[72,0,72,8],[73,0,73,4],[73,5,73,6],[73,7,73,9],[74,0,74,9],[75,0,75,4],[75,5,75,6],[75,7,75,9],[76,0,77,0],[76,1,77,1],[76,2,77,2],[76,3,77,3],[76,4,77,5],[76,6,77,7],[76,8,76,9],[78,4,78,5],[78,6,78,7],[79,4,79,5],[79,6,79,7],[80,4,80,5],[80,6,80,7],[81,4,81,5],[81,6,81,7],[82,4,82,5],[82,6,82,7],[83,4,83,5],[83,6,83,7],[84,4,84,5],[84,6,84,7],[85,0,85,8],[86,0,86,4],[86,5,86,6],[86,7,86,9],[87,0,87,9],[88,0,88,4],[88,5,88,6],[88,7,88,9],[89,0,90,0],[89,1,90,1],[89,2,90,2],[89,3,90,3],[89,4,90,5],[89,6,90,7],[89,8,89,9],[91,4,91,5],[91,6,91,7],[92,4,92,5],[92,6,92,7],[93,4,93,5],[93,6,93,7],[94,4,94,5],[94,6,94,7],[95,2,95,3],[95,4,95,5],[95,6,95,7],[96,2,96,3],[96,4,96,5],[96,6,96,7],[97,4,97,5],[97,6,97,7],[98,4,98,5],[98,6,98,7],[99,2,99,3],[99,4,99,5],[99,6,99,7],[100,2,100,3],[100,4,100,5],[100,6,100,7],[101,0,101,8],[102,0,102,4],[102,5,102,6],[102,7,102,9],[103,0,103,9],[104,0,104,4],[104,5,104,6],[104,7,104,9],[105,0,106,0],[105,1,106,1],[105,2,106,2],[105,3,106,3],[105,4,106,5],[105,6,106,7],[105,8,105,9],[107,4,107,5],[107,6,107,7],[108,4,108,5],[108,6,108,7],[109,4,109,5],[109,6,109,7],[110,4,110,5],[110,6,110,7],[111,4,111,5],[111,6,111,7],[112,4,112,5],[112,6,112,7],[113,4,113,5],[113,6,113,7],[114,0,114,8],[115,0,115,4],[115,5,115,6],[115,7,115,9],[116,0,116,9],[117,0,117,4],[117,5,117,6],[117,7,117,9],[118,0,119,0],[118,1,119,1],[118,2,119,2],[118,3,119,3],[118,4,119,5],[118,6,119,7],[118,8,118,9],[120,4,120,5],[120,6,120,7],[121,4,121,5],[121,6,121,7],[122,4,122,5],[122,6,122,7],[123,4,123,5],[123,6,123,7],[124,4,124,5],[124,6,124,7],[125,4,125,5],[125,6,125,7],[126,4,126,5],[126,6,126,7],[127,0,127,8],[128,0,128,4],[128,5,128,6],[128,7,128,9],[129,0,129,9],[130,0,130,4],[130,5,130,6],[130,7,130,9],[131,0,132,0],[131,1,132,1],[131,2,132,2],[131,3,132,3],[131,4,132,5],[131,6,132,7],[131,8,131,9],[133,4,133,5],[133,6,133,7],[134,2,134,3],[134,4,134,5],[134,6,134,7],[135,2,135,3],[135,4,135,5],[135,6,135,7],[136,4,136,5],[136,6,136,7],[137,4,137,5],[137,6,137,7],[138,4,138,5],[138,6,138,7],[139,4,139,5],[139,6,139,7],[140,4,140,5],[140,6,140,7],[141,4,141,5],[141,6,141,7],[142,0,142,8],[143,0,143,4],[143,5,143,6],[143,7,143,9],[144,0,144,9],[145,0,145,4],[145,5,145,6],[145,7,145,9],[146,0,147,0],[146,1,147,1],[146,2,147,2],[146,3,147,3],[146,4,147,5],[146,6,147,7],[146,8,146,9],[148,4,148,5],[148,6,148,7],[149,4,149,5],[149,6,149,7],[150,4,150,5],[150,6,150,7],[151,4,151,5],[151,6,151,7],[152,2,152,3],[152,4,152,5],[152,6,152,7],[153,2,153,3],[153,4,153,5],[153,6,153,7],[154,4,154,5],[154,6,154,7],[155,2,155,3],[155,4,155,5],[155,6,155,7],[156,4,156,5],[156,6,156,7],[157,4,157,5],[157,6,157,7],[158,4,158,5],[158,6,158,7],[159,4,159,5],[159,6,159,7],[160,4,160,5],[160,6,160,7],[161,4,161,5],[161,6,161,7],[162,4,162,5],[162,6,162,7],[163,0,163,8],[164,0,164,8],[165,0,165,4],[165,5,165,6],[165,7,165,9]]}
["分部分项工程量清单与计价表"]
["工程名称：高埗低涌水质净化厂分布式光伏发电项目-安装部分",{"$nulls":6},"(编制单位盖章)"]
["序号","项目编码","项目名称","项目特征描述","计量\n单位",null,"工程量",null,"金额（元）"]
[{"$nulls":8},"综合单价","合价"]
[null,null,"   屋面光伏"]
[null,null,"   电气系统"]
[1,"031006005031","620Wp单晶硅光伏组件","1.名称:单晶硅光伏组件\n2.型号:620Wp,组件尺寸：2382*1134*30mm\n3、含铝合金6063-T5压块\n4.本体工程及附件安装\n5.综合考虑完成该工艺的所有施工内容，详见设计图纸及相关规范等\n6.池面上组件","块",null,"352"]
[2,"031006005032","620Wp单晶硅光伏组件","1.名称:单晶硅光伏组件\n2.型号:620Wp,组件尺寸：2382*1134*30mm\n3、含铝合金6063-T5压块\n4.本体工程及附件安装\n5.综合考虑完成该工艺的所有施工内容，详见设计图纸及相关规范等\n6.屋面上组件","块",null,"1467"]
[3,"030405002055","光伏逆变器","1.名称:30kW逆变器\n2.规格、型号:最大输入电压：1100V 额定电网电压：400Vac\n3.本体工程及附件安装\n4.综合考虑完成该工艺的所有施工内容，详见设计图纸及相关规范等","台",null,"3"]
[4,"030405002056","光伏逆变器","1.名称:36kW逆变器\n2.规格、型号:最大输入电压：1100V 额定电网电压：400Vac\n3.本体工程及附件安装\n4.综合考虑完成该工艺的所有施工内容，详见设计图纸及相关规范范等","台",null,"1"]
[5,"030405002057","光伏逆变器","1.名称:40kW逆变器\n2.规格、型号:最大输入电压：1100V 额定电网电压：400Vac\n3.本体工程及附件安装\n4.综合考虑完成该工艺的所有施工内容，详见设计图纸及相关规范等","台",null,"2"]
["本页小计"]
[{"$nulls":7},"第 1 页  共 12 页"]
["分部分项工程量清单与计价表"]
["工程名称：高埗低涌水质净化厂分布式光伏发电项目-安装部分",{"$nulls":6},"(编制单位盖章)"]
["序号","项目编码","项目名称","项目特征描述","计量\n单位",null,"工程量",null,"金额（元）"]
[{"$nulls":8},"综合单价","合价"]
[6,"030405002058","光伏逆变器","1.名称:100kW逆变器\n2.规格、型号:最大输入电压：1100V 额定电网电压：400Vac\n3.本体工程及附件安装\n4.综合考虑完成该工艺的所有施工内容，详见设计图纸及相关规范等","台",null,"5"]
[7,"030405002059","光伏逆变器","1.名称:150kW逆变器\n2.规格、型号:最大输入电压：1100V 额定电网电压：400Vac\n3.本体工程及附件安装\n4.综合考虑完成该工艺的所有施工内容，详见设计图纸及相关规范等","台",null,"2"]
[8,"030404017053","汇流箱 2进1出","1.名称:汇流箱 2进1出\n2.本体工程及附件安装\n3.综合考虑完成该工艺的所有施工内容，详见设计图纸及相关规范等","台",null,"1"]
[9,"030404017054","汇流箱 3进1出","1.名称:汇流箱 3进1出\n2.本体工程及附件安装\n3.综合考虑完成该工艺的所有施工内容，详见设计图纸及相关规范等","台",null,"2"]
[10,"030408001103","电力电缆","1.名称:光伏电缆\n2.规格、型号:PV1-F 1x4\n3.敷设方式:综合考虑\n4.综合考虑完成该工艺的所有施工内容，详见设计图纸及相关规范等","m",null,"10666.18"]
[11,"030408001104","电力电缆","1.名称:电力电缆 \n2.型号:ZC-YJV\n3.规格:4*16\n4.材质:铜芯\n5.电压等级(kV):0.6/1kV\n6.综合考虑完成该工艺的所有施工内容，详见设计图纸及相关规范等","m",null,"150.14"]
["本页小计"]
[{"$nulls":7},"第 2 页  共 12 页"]
["分部分项工程量清单与计价表"]
["工程名称：高埗低涌水质净化厂分布式光伏发电项目-安装部分",{"$nulls":6},"(编制单位盖章)"]
["序号","项目编码","项目名称","项目特征描述","计量\n单位",null,"工程量",null,"金额（元）"]
[{"$nulls":8},"综合单价","合价"]
[12,"030408001105","电力电缆","1.名称:电力电缆 \n2.型号:ZC-YJV\n3.规格:3*70+1*35\n4.材质:铜芯\n5.电压等级(kV):0.6/1kV\n6.综合考虑完成该工艺的所有施工内容，详见设计图纸及相关规范等","m",null,"592.64"]
[13,"030408001106","电力电缆","1.名称:电力电缆 \n2.型号:ZC-YJV\n3.规格:3*95+1*50\n4.材质:铜芯\n5.电压等级(kV):0.6/1kV\n6.综合考虑完成该工艺的所有施工内容，详见设计图纸及相关规范等","m",null,"386.14"]
[14,"030408001107","电力电缆","1.名称:电力电缆 \n2.型号:ZC-YJV\n3.规格:3*150+1*75\n4.材质:铜芯\n5.电压等级(kV):0.6/1kV\n6.综合考虑完成该工艺的所有施工内容，详见设计图纸及相关规范等","m",null,"505.49"]
[15,"030408001108","电力电缆","1.名称:电力电缆 \n2.型号:ZC-YJV\n3.规格:3*240+1*120\n4.材质:铜芯\n5.电压等级(kV):0.6/1kV\n6.综合考虑完成该工艺的所有施工内容，详见设计图纸及相关规范等","m",null,"55.28"]
[16,"030408001109","电力电缆","1.名称:电力电缆 \n2.型号:ZC-YJV\n3.规格:3*300+1*150\n4.材质:铜芯\n5.电压等级(kV):0.6/1kV\n6.综合考虑完成该工艺的所有施工内容，详见设计图纸及相关规范等","m",null,"136.29"]
[17,"030408006069","电力电缆头","1.名称:电缆终端头\n2.规格、型号:16mm2以下\n3.综合考虑完成该工艺的所有施工内容，详见设计图纸及相关规范等","个",null,"12"]
["本页小计"]
[{"$nulls":7},"第 3 页  共 12 页"]
["分部分项工程量清单与计价表"]
["工程名称：高埗低涌水质净化厂分布式光伏发电项目-安装部分",{"$nulls":6},"(编制单位盖章)"]
["序号","项目编码","项目名称","项目特征描述","计量\n单位",null,"工程量",null,"金额（元）"]
[{"$nulls":8},"综合单价","合价"]
[18,"030408006070","电力电缆头","1.名称:电缆终端头\n2.规格、型号:70mm2以下\n3.综合考虑完成该工艺的所有施工内容，详见设计图纸及相关规范等","个",null,"10"]
[19,"030408006071","电力电缆头","1.名称:电缆终端头\n2.规格、型号:120mm2以下\n3.综合考虑完成该工艺的所有施工内容，详见设计图纸及相关规范等","个",null,"2"]
[20,"030408006072","电力电缆头","1.名称:电缆终端头\n2.规格、型号:185mm2以下\n3.综合考虑完成该工艺的所有施工内容，详见设计图纸及相关规范等","个",null,"6"]
[21,"030408006073","电力电缆头","1.名称:电缆终端头\n2.规格、型号:240mm2以下\n3.综合考虑完成该工艺的所有施工内容，详见设计图纸及相关规范等","个",null,"4"]
[22,"030408006074","电力电缆头","1.名称:电缆终端头\n2.规格、型号:300mm2以下\n3.综合考虑完成该工艺的所有施工内容，详见设计图纸及相关规范等","个",null,"6"]
[23,"030411003059","线槽（含辅件）","1.名称:线槽（含辅件）\n2.规格：200*100*1.2\n3.含支架等\n4.本体工程及附件安装\n5.综合考虑完成该工艺的所有施工内容，详见设计图纸及相关规范等","m",null,"92.36"]
[24,"030411003060","线槽（含辅件）","1.名称:线槽（含辅件）\n2.规格：150*75*1.2\n3.含支架等\n4.本体工程及附件安装\n5.综合考虑完成该工艺的所有施工内容，详见设计图纸及相关规范等","m",null,"112.2"]
["本页小计"]
[{"$nulls":7},"第 4 页  共 12 页"]
["分部分项工程量清单与计价表"]
["工程名称：高埗低涌水质净化厂分布式光伏发电项目-安装部分",{"$nulls":6},"(编制单位盖章)"]
["序号","项目编码","项目名称","项目特征描述","计量\n单位",null,"工程量",null,"金额（元）"]
[{"$nulls":8},"综合单价","合价"]
[25,"030411003061","线槽（含辅件）","1.名称:线槽（含辅件）\n2.规格、型号:100*100*1.2\n3.含支架等\n4.本体工程及附件安装\n5.综合考虑完成该工艺的所有施工内容，详见设计图纸及相关规范等","m",null,"36.5"]
[26,"030411003062","线槽（含辅件）","1.名称:线槽（含辅件）\n2.规格、型号:100×50*1.2\n3.含连接件等\n4.本体工程及附件安装\n5.综合考虑完成该工艺的所有施工内容，详见设计图纸及相关规范范等","m",null,"184.66"]
[27,"030411003063","线槽（含辅件）","1.名称:线槽（含辅件）\n2.规格、型号:50×50*1.2\n3.含支架等\n4.本体工程及附件安装\n5.综合考虑完成该工艺的所有施工内容，详见设计图纸及相关规范范等","m",null,"331.11"]
[28,"030413001016","桥架支架","1.名称:桥架支架\n2.材质:铁构件\n3.规格:综合考虑\n4.综合考虑完成该工艺的所有施工内容，详见设计图纸及相关规范等","kg",null,"296.12"]
[29,"030404004031","并网计量柜","1.名称:并网计量柜BWG1\n2.规格、型号:BWG1 AA14，屏柜尺寸：800×800×2200\n3.含内部组件组装等\n4.本体工程及附件安装和槽钢支架等\n5.综合考虑完成该工艺的所有施工内容，详见设计图纸及相关规范等","台",null,"1"]
[30,"030404004032","并网计量柜","1.名称:并网计量柜BWG2 \n2.规格、型号:BWG2 AA14，屏柜尺寸：800×800×2200\n3.含内部组件组装等\n4.本体工程及附件安装和槽钢支架等\n5.综合考虑完成该工艺的所有施工内容，详见设计图纸及相关规范等","台",null,"1"]
["本页小计"]
[{"$nulls":7},"第 5 页  共 12 页"]
["分部分项工程量清单与计价表"]
["工程名称：高埗低涌水质净化厂分布式光伏发电项目-安装部分",{"$nulls":6},"(编制单位盖章)"]
["序号","项目编码","项目名称","项目特征描述","计量\n单位",null,"工程量",null,"金额（元）"]
[{"$nulls":8},"综合单价","合价"]
[31,"030414002016","送配电装置系统","1.名称:送配电装置系统\n2.综合考虑完成该工艺的所有施工内容，详见设计图纸及相关规范等","系统",null,"2"]
[32,"040205001013","电缆井","1.名称:电缆井\n2.规格尺寸:910*1225*1300\n3.水泥路面破除及恢复\n4.具体做法详图纸大样\n5.综合考虑完成该工艺的所有施工内容，详见设计图纸及相关规范等","座",null,"19"]
[33,"040501004038","塑料管","1.名称:3孔埋管\n2.材质及规格:PVC110\n3.含管道、管件等\n4.具体做法详图纸大样\n5.综合考虑完成该工艺的所有施工内容，详见设计图纸及相关规范等","m",null,"40.8"]
[34,"040501004039","塑料管","1.名称:5孔埋管\n2.材质及规格:PVC110\n3.含管道、管件等\n4.具体做法详图纸大样\n5.综合考虑完成该工艺的所有施工内容，详见设计图纸及相关规范等","m",null,"2.85"]
[35,"040501004040","塑料管","1.名称:6孔埋管\n2.材质及规格:PVC110\n3.含管道、管件等\n4.具体做法详图纸大样\n5.综合考虑完成该工艺的所有施工内容，详见设计图纸及相关规范等","m",null,"31.75"]
[36,"041001001015","拆除路面","1.材质:拆除路面\n2.厚度:25cm\n3.旧路面机械破除\n4.具体做法详图纸大样\n5.综合考虑完成该工艺的所有施工内容，详见设计图纸及相关规范等","m2",null,"65.34"]
["本页小计"]
[{"$nulls":7},"第 6 页  共 12 页"]
["分部分项工程量清单与计价表"]
["工程名称：高埗低涌水质净化厂分布式光伏发电项目-安装部分",{"$nulls":6},"(编制单位盖章)"]
["序号","项目编码","项目名称","项目特征描述","计量\n单位",null,"工程量",null,"金额（元）"]
[{"$nulls":8},"综合单价","合价"]
[37,"040101002043","挖沟槽土方","1.土壤类别:挖沟槽土方\n2.挖土深度:2m 内\n3.一二类土\n4.具体做法详图纸大样\n5.综合考虑完成该工艺的所有施工内容，详见设计图纸及相关规范等","m3",null,"51.93"]
[38,"040303001015","垫层","1.名称:垫层\n2.材质:石屑\n3.具体做法详图纸大样\n4.综合考虑完成该工艺的所有施工内容，详见设计图纸及相关规范等","m3",null,"6.11"]
[39,"040103001024","回填方","1.名称:回填方\n2.填方材料品种:回填用砂\n3.具体做法详图纸大样\n4.综合考虑完成该工艺的所有施工内容，详见设计图纸及相关规范等","m3",null,"12.93"]
[40,"040202003029","水泥稳定土","1.名称:回填方\n2.填方材料品种:集中拌合水泥石屑混合料 水泥含量 4%\n3.具体做法详图纸大样\n4.综合考虑完成该工艺的所有施工内容，详见设计图纸及相关规范等","m3",null,"6.81"]
[41,"040202003030","水泥稳定土","1.名称:回填方\n2.填方材料品种:集中拌合水泥石屑混合料 水泥含量 6%\n3.具体做法详图纸大样\n4.综合考虑完成该工艺的所有施工内容，详见设计图纸及相关规范等","m3",null,"9.43"]
[42,"050402002015","现浇混凝土路面","1.名称:现浇混凝土路面\n2.厚度:25cm  C30\n3.具体做法详图纸大样\n4.综合考虑完成该工艺的所有施工内容，详见设计图纸及相关规范等","m2",null,"65.34"]
[43,"040103001025","回填方","1.名称:回填方\n2.填方材料品种:原土\n3.具体做法详图纸大样\n4.综合考虑完成该工艺的所有施工内容，详见设计图纸及相关规范等","m3",null,"1.32"]
["本页小计"]
[{"$nulls":7},"第 7 页  共 12 页"]
["分部分项工程量清单与计价表"]
["工程名称：高埗低涌水质净化厂分布式光伏发电项目-安装部分",{"$nulls":6},"(编制单位盖章)"]
["序号","项目编码","项目名称","项目特征描述","计量\n单位",null,"工程量",null,"金额（元）"]
[{"$nulls":8},"综合单价","合价"]
[44,"040101002044","余方外运","1.土壤类别:余方外运\n2.运距:按15km考虑\n3.一二类土\n4.具体做法详图纸大样\n5.综合考虑完成该工艺的所有施工内容，详见设计图纸及相关规范等","m3",null,"50.61"]
[45,"040101002045","余方外运","1.土壤类别:余方外运\n2.运距:按15km考虑\n3.路面块料\n4.具体做法详图纸大样\n5.综合考虑完成该工艺的所有施工内容，详见设计图纸及相关规范等","m3",null,"16.8"]
[46,"050307009031","标志牌","1.名称:标志牌\n2.类别:安健环详图、警示牌图、光伏发电站场应急处置卡\n3.规格、型号:1200*800\n4.综合考虑完成该工艺的所有施工内容，详见设计图纸及相关规范等","个",null,"11"]
[47,"050307009032","标志牌","1.名称:标志牌\n2.类别:0.4kV结线图\n3.综合考虑完成该工艺的所有施工内容，详见设计图纸及相关规范等","个",null,"2"]
[null,null,"【电气系统】分部小计"]
[null,null,"   防雷接地系统"]
[48,"030411004032","接地线","1.名称:接地跨接线\n2.规格、型号:BVR-1×4\n3.综合考虑完成该工艺的所有施工内容，详见设计图纸及相关规范等","处",null,"1819"]
[49,"030411004033","接地线","1.名称:接地跨接线\n2.规格、型号:扁钢40*4\n3.综合考虑完成该工艺的所有施工内容，详见设计图纸及相关规范等","处",null,"124"]
[null,null,"【防雷接地系统】分部小计"]
[null,null,"   弱电系统"]
["本页小计"]
[{"$nulls":7},"第 8 页  共 12 页"]
["分部分项工程量清单与计价表"]
["工程名称：高埗低涌水质净化厂分布式光伏发电项目-安装部分",{"$nulls":6},"(编制单位盖章)"]
["序号","项目编码","项目名称","项目特征描述","计量\n单位",null,"工程量",null,"金额（元）"]
[{"$nulls":8},"综合单价","合价"]
[50,"030404017055","配电箱","1.名称:监控防水箱\n2.安装方式:壁挂式\n3.综合考虑完成该工艺的所有施工内容，详见设计图纸及相关规范等","台",null,"7"]
[51,"030607006016","数据采集器","1.名称:数据采集器\n2.型号:符合设计需求及满足现场设备需求\n3.规格:225*160*44\n4.功能:设备安装及调试\n5.综合考虑完成该工艺的所有施工内容，详见设计图纸及相关规范等","套",null,"1"]
[52,"030502001016","机柜、机架","1.名称:网络机柜6U壁挂式\n2.规格:宽550*深400*高300\n3.安装方式:室内壁装\n4.综合考虑完成该工艺的所有施工内容，详见设计图纸及相关规范等","台",null,"1"]
[53,"030501012029","交换机","1.名称:交换机\n2.功能:8口，带POE\n3.综合考虑完成该工艺的所有施工内容，详见设计图纸及相关规范等","台",null,"7"]
[54,"030501012030","交换机","1.名称:交换机\n2.功能:16口，带POE\n3.综合考虑完成该工艺的所有施工内容，详见设计图纸及相关规范等","台",null,"1"]
[55,"030507008003","监控摄像设备","1.名称:视频监控（360度24小时监控器，采用4G通讯）\n2.综合考虑完成该工艺的所有施工内容，详见设计图纸及相关规范等","台",null,"13"]
[56,"040205020029","摄像机支架","1.类型:摄像机支架（横梁上安装）\n2.规格、型号:按设备情况确定\n3.支架形式:壁挂式支架\n4.综合考虑完成该工艺的所有施工内容，详见设计图纸及相关规范等","台",null,"11"]
["本页小计"]
[{"$nulls":7},"第 9 页  共 12 页"]
["分部分项工程量清单与计价表"]
["工程名称：高埗低涌水质净化厂分布式光伏发电项目-安装部分",{"$nulls":6},"(编制单位盖章)"]
["序号","项目编码","项目名称","项目特征描述","计量\n单位",null,"工程量",null,"金额（元）"]
[{"$nulls":8},"综合单价","合价"]
[57,"030412007003","球机大小杆","1.名称:球机大小杆\n2.内容:含球机大小杆、基础、底座、防水箱、斜撑、防雷接地装置等\n3.综合考虑完成该工艺的所有施工内容，详见设计图纸及相关规范等","套",null,"2"]
[58,"030506008016","视频系统调试","1.名称:安全防范分系统调试 电视监控系统 摄像机\n2.综合考虑完成该工艺的所有施工内容，详见设计图纸及相关规范等","系统",null,"13"]
[59,"030409010016","浪涌保护器","1.名称:浪涌保护器\n2.综合考虑完成该工艺的所有施工内容，详见设计图纸及相关规范等","个",null,"13"]
[60,"030501010016","光纤收发器","1.名称:光纤收发器\n2.类别:千兆单模单纤\n3.综合考虑完成该工艺的所有施工内容，详见设计图纸及相关规范等","台",null,"8"]
[61,"030502005016","双绞线缆","1.名称:双绞线缆\n2.规格:超六类网线\n3.线缆对数:CAT6E\n4.敷设方式:管槽内安装\n5.综合考虑完成该工艺的所有施工内容，详见设计图纸及相关规范等","m",null,"242.62"]
[62,"030411004034","配线","1.名称:配线\n2.型号:ZR-RVSP\n3.规格:2*1.0\n4.材质:铜\n5.综合考虑完成该工艺的所有施工内容，详见设计图纸及相关规范等","m",null,"539.24"]
[63,"030502007016","光缆","1.名称:光缆\n2.规格:6芯\n3.综合考虑完成该工艺的所有施工内容，详见设计图纸及相关规范等","m",null,"2669.72"]
["本页小计"]
[{"$nulls":7},"第 10 页  共 12 页"]
["分部分项工程量清单与计价表"]
["工程名称：高埗低涌水质净化厂分布式光伏发电项目-安装部分",{"$nulls":6},"(编制单位盖章)"]
["序号","项目编码","项目名称","项目特征描述","计量\n单位",null,"工程量",null,"金额（元）"]
[{"$nulls":8},"综合单价","合价"]
[64,"030411001025","配管","1.名称:PVC电线管\n2.规格、型号:Φ25\n3.敷设方式:综合考虑\n4.综合考虑完成该工艺的所有施工内容，详见设计图纸及相关规范等","m",null,"3428.49"]
[null,null,"【弱电系统】分部小计"]
[null,null,"   清洗系统"]
[65,"030901011016","给水栓","1.安装方式:给水栓\n2.型号、规格:DN40\n3.综合考虑完成该工艺的所有施工内容，详见设计图纸及相关规范等","套",null,"28"]
[66,"030109012016","增压泵","1.名称:增压泵\n2.型号:电压：220V  进出口径：DN32    扬程：≥25m\n3.功能:设备安装及调试\n4.综合考虑完成该工艺的所有施工内容，详见设计图纸及相关规范等","台",null,"7"]
[67,"031001006031","塑料管","1.名称:PPR给水管\n2.规格、型号:DN32\n3.连接形式:热熔\n4.综合考虑完成该工艺的所有施工内容，详见设计图纸及相关规范等","m",null,"620.37"]
[68,"031002001016","管道支架","1.材质:管道支架\n2.管架形式:综合考虑\n3.综合考虑完成该工艺的所有施工内容，详见设计图纸及相关规范等","kg",null,"60.15"]
[69,"031003013016","水表","1.名称:水表组\n2.规格、型号:DN32\n3.连接形式:热熔\n4.其他:包含1个水表，1个截止阀\n5.综合考虑完成该工艺的所有施工内容，详见设计图纸及相关规范等","组",null,"7"]
[70,"030601002016","压力仪表","1.类型:压力表\n2.综合考虑完成该工艺的所有施工内容，详见设计图纸及相关规范等","台",null,"7"]
["本页小计"]
[{"$nulls":7},"第 11 页  共 12 页"]
["分部分项工程量清单与计价表"]
["工程名称：高埗低涌水质净化厂分布式光伏发电项目-安装部分",{"$nulls":6},"(编制单位盖章)"]
["序号","项目编码","项目名称","项目特征描述","计量\n单位",null,"工程量",null,"金额（元）"]
[{"$nulls":8},"综合单价","合价"]
[71,"031003001031","截止阀","1.类型:截止阀\n2.规格、压力等级:DN32\n3.综合考虑完成该工艺的所有施工内容，详见设计图纸及相关规范等","个",null,"7"]
[72,"031003001032","止回阀","1.类型:止回阀\n2.规格、压力等级:DN32\n3.综合考虑完成该工艺的所有施工内容，详见设计图纸及相关规范等","个",null,"7"]
[73,"030901013016","灭火器","1.名称:手提式灭火器\n2.类别:水基型MQ6\n3.规格、型号:含2具灭火器一个箱体\n4.综合考虑完成该工艺的所有施工内容，详见设计图纸及相关规范等","具",null,"13"]
[74,"031001006032","塑料管","1.安装部位:室外塑料排水管\n2.介质:雨水\n3.材质、规格:PVC-100\n4.连接形式:粘接\n5.综合考虑完成该工艺的所有施工内容，详见设计图纸及相关规范等","m",null,"31.8"]
[null,null,"【清洗系统】分部小计"]
[null,null,"   防护措施及物探"]
[75,"030310004015","物探费","1.名称:开挖管道探测费\n2.综合考虑完成该工艺的所有施工内容，详见设计图纸及相关规范等","m",null,"75.4"]
[null,null,"【防护措施及物探】分部小计"]
{"$rows_empty":7}
["本页小计"]
["合  计"]
[{"$nulls":7},"第 12 页  共 12 页"]

{"sheet":"工程量清单总价表【虎门宁洲水质净化厂分布式光伏发电项目-装","index":9,"n_rows":38,"n_cols":5,"rows_kept":38,"merged":[[0,0,0,4],[1,0,1,2],[1,3,1,4],[2,0,2,2],[36,0,36,1],[37,0,37,4]]}
["工程量清单总价表"]
[{"$nulls":3},"编制单位盖章："]
["工程名称：虎门宁洲水质净化厂分布式光伏发电项目-装饰钢结构部分",{"$nulls":3},"第 1 页  共 1 页"]
["序号","项目名称","取费基数","费率(%)","金额:(元)"]
["1","分部分项合计","FBFXHJ"]
["1.1","混凝土及钢筋混凝土工程"]
["1.2","A.6金属结构工程"]
["1.3","A.16拆除工程"]
["2","措施合计","_AQWMSGF+_QTCSF"]
["2.1","绿色施工安全防护措施费","AQWMSGF"]
["2.2","其他措施费","QTCSF"]
["3","其他项目","QTXMHJ"]
["3.1","暂列金额","ZLJE"]
["3.2","暂估价","ZGJHJ"]
["3.3","计日工","JRG"]
["3.4","总承包服务费","ZCBFWF"]
["3.5","预算包干费","YSBGF"]
["3.6","工程优质费","GCYZF"]
["3.7","概算幅度差","GSFDC"]
["3.8","索赔费用","SPFY"]
["3.9","现场签证费用","XCQZFY"]
["3.10","其他费用","QTFY"]
["4","税前工程造价","_FHJ+_CHJ+_QTXM"]
["5","增值税销项税额","_FHJ+_CHJ+_QTXM"]
["6","总造价","_FHJ+_CHJ+_QTXM+_SJ"]
["7","人工费","RGF+JSCS_RGF"]
{"$rows_empty":11}
["编制人：                                   证号：                                 编制日期："]

{"sheet":"工程量清单综合单价报价表-1【虎门宁洲水质净化厂分布式光伏","index":10,"n_rows":70,"n_cols":8,"rows_kept":70,"merged":[[0,0,0,7],[1,0,1,4],[1,5,1,7],[2,0,2,4],[2,6,2,7],[3,0,4,0],[3,1,4,1],[3,2,4,2],[3,3,4,3],[3,4,4,4],[3,5,4,5],[3,6,3,7],[5,2,5,3],[8,2,8,3],[9,2,9,3],[13,0,13,6],[14,0,14,7],[15,0,15,7],[16,0,16,4],[16,5,16,7],[17,0,17,4],[17,6,17,7],[18,0,19,0],[18,1,19,1],[18,2,19,2],[18,3,19,3],[18,4,19,4],[18,5,19,5],[18,6,18,7],[24,0,24,6],[25,0,25,7],[26,0,26,7],[27,0,27,4],[27,5,27,7],[28,0,28,4],[28,6,28,7],[29,0,30,0],[29,1,30,1],[29,2,30,2],[29,3,30,3],[29,4,30,4],[29,5,30,5],[29,6,29,7],[37,0,37,6],[38,0,38,7],[39,0,39,7],[40,0,40,4],[40,5,40,7],[41,0,41,4],[41,6,41,7],[42,0,43,0],[42,1,43,1],[42,2,43,2],[42,3,43,3],[42,4,43,4],[42,5,43,5],[42,6,42,7],[51,0,51,6],[52,0,52,7],[53,0,53,7],[54,0,54,4],[54,5,54,7],[55,0,55,4],[55,6,55,7],[56,0,57,0],[56,1,57,1],[56,2,57,2],[56,3,57,3],[56,4,57,4],[56,5,57,5],[56,6,56,7],[63,2,63,3],[64,2,64,3],[66,2,66,3],[67,0,67,6],[68,0,68,6],[69,0,69,7]]}
["工程量清单综合单价报价表"]
[{"$nulls":5},"编制单位盖章："]
["工程名称：虎门宁洲水质净化厂分布式光伏发电项目-装饰钢结构部分",{"$nulls":5},"第 1 页  共 5 页"]
["序号","项目编码","项目名称","项目特征描述","计量\n单位","工程数量","金额（元）"]
[{"$nulls":6},"综合单价","合价"]
[null,null," 混凝土及钢筋混凝土工程"]
[1,"010507007003","柱脚包封","1.混凝土种类:素混凝土\n2.混凝土强度等级:C25\n3.含模板制作安装\n4.其他:按技术规范及设计图纸完成清单项目所需的一切相关工作","m3","5.55"]
[2,"010902001005","柱脚包封防水","1.卷材品种、规格、厚度:3mm厚SBS防水卷材\n2.其他:按技术规范及设计图纸完成清单项目所需的一切相关工作","m2","117.60"]
[null,null,"【混凝土及钢筋混凝土工程】分部小计"]
[null,null,"A.6 金属结构工程"]
[3,"010603002007","空腹钢柱","1.柱类型:镀锌矩管钢柱\n2.钢材品种:Q355B\n3.钢材规格:矩管100X100X4.0\n4.单根柱质量:3t以内\n5.包含柱脚端板、加劲板、三角连接件等\n6.其他:按技术规范及设计图纸完成清单项目所需的一切相关工作","t","2.394"]
[4,"010603002008","空腹钢柱","1.柱类型:镀锌矩管钢柱\n2.钢材品种:Q355B\n3.钢材规格:矩管200X200X5.0\n4.单根柱质量:3t以内\n5.包含柱脚端板、加劲板、三角连接件等\n6.其他:按技术规范及设计图纸完成清单项目所需的一切相关工作","t","9.860"]
[5,"010604001013","钢梁","1.梁类型:镀锌矩管钢梁\n2.钢材品种:Q355B\n3.钢材规格:矩管300X200X6.0\n4.单根质量:1.5t以内\n5.包含安全绳固定件及加劲肋等\n6.其他:按技术规范及设计图纸完成清单项目所需的一切相关工作","t","24.824"]
["本页小计"]
["编制人：                                   证号：                                 编制日期："]
["工程量清单综合单价报价表"]
[{"$nulls":5},"编制单位盖章："]
["工程名称：虎门宁洲水质净化厂分布式光伏发电项目-装饰钢结构部分",{"$nulls":5},"第 2 页  共 5 页"]
["序号","项目编码","项目名称","项目特征描述","计量\n单位","工程数量","金额（元）"]
[{"$nulls":6},"综合单价","合价"]
[6,"010604001014","钢梁","1.梁类型:镀锌矩管钢梁\n2.钢材品种:Q355B\n3.钢材规格:矩管150X150X4.0\n4.单根质量:1.5t以内\n5.包含安全绳固定件及加劲肋等\n6.其他:按技术规范及设计图纸完成清单项目所需的一切相关工作","t","2.641"]
[7,"010604001015","钢梁","1.梁类型:镀锌矩管钢梁\n2.钢材品种:Q355B\n3.钢材规格:矩管220X140X4.0\n4.单根质量:1.5t以内\n5.包含安全绳固定件及加劲肋等\n6.其他:按技术规范及设计图纸完成清单项目所需的一切相关工作","t","36.575"]
[8,"010604001016","钢梁","1.梁类型:镀锌矩管钢梁\n2.钢材品种:Q355B\n3.钢材规格:矩管140X80X4.0\n4.单根质量:1.5t以内\n5.包含安全绳固定件及加劲肋等\n6.其他:按技术规范及设计图纸完成清单项目所需的一切相关工作","t","3.385"]
[9,"010604001017","钢梁","1.梁类型:镀锌矩管钢梁\n2.钢材品种:Q355B\n3.钢材规格:矩管200X100X4.0\n4.单根质量:1.5t以内\n5.包含安全绳固定件及加劲肋等\n6.其他:按技术规范及设计图纸完成清单项目所需的一切相关工作","t","3.517"]
["本页小计"]
["编制人：                                   证号：                                 编制日期："]
["工程量清单综合单价报价表"]
[{"$nulls":5},"编制单位盖章："]
["工程名称：虎门宁洲水质净化厂分布式光伏发电项目-装饰钢结构部分",{"$nulls":5},"第 3 页  共 5 页"]
["序号","项目编码","项目名称","项目特征描述","计量\n单位","工程数量","金额（元）"]
[{"$nulls":6},"综合单价","合价"]
[10,"010606001018","斜撑","1.构件类型:镀锌矩管斜撑\n2.钢材品种:Q235B\n3.钢材规格:口80*3\n4.其他:按技术规范及设计图纸完成清单项目所需的一切相关工作","t","0.460"]
[11,"010606001019","斜撑","1.构件类型:镀锌矩管斜撑\n2.钢材品种:Q235B\n3.钢材规格:口100X4.0\n4.其他:按技术规范及设计图纸完成清单项目所需的一切相关工作","t","7.844"]
[12,"010606002010","钢檩条","1.构件类型:镀锌矩管檩条\n2.钢材品种:Q355B\n3.钢材规格:矩管120X60X3.0\n4.其他:按技术规范及设计图纸完成清单项目所需的一切相关工作","t","15.201"]
[13,"010606002011","钢檩条","1.构件类型:Z型镀锌檩条\n2.钢材品种:Q235B\n3.钢材规格:ZX140X50X20X2.0\n4.其他:按技术规范及设计图纸完成清单项目所需的一切相关工作","t","15.911"]
[14,"010606002012","钢檩条","1.构件类型:Z型镀锌檩条\n2.钢材品种:Q235B\n3.钢材规格:ZX200X70X20X2.5\n4.其他:按技术规范及设计图纸完成清单项目所需的一切相关工作","t","25.164"]
[15,"010606001020","系杆","1.构件类型:圆管系杆\n2.钢材品种:Q235B\n3.钢材规格:Φ89*3.0\n4.其他:按技术规范及设计图纸完成清单项目所需的一切相关工作","t","3.013"]
["本页小计"]
["编制人：                                   证号：                                 编制日期："]
["工程量清单综合单价报价表"]
[{"$nulls":5},"编制单位盖章："]
["工程名称：虎门宁洲水质净化厂分布式光伏发电项目-装饰钢结构部分",{"$nulls":5},"第 4 页  共 5 页"]
["序号","项目编码","项目名称","项目特征描述","计量\n单位","工程数量","金额（元）"]
[{"$nulls":6},"综合单价","合价"]
[16,"010606001021","系杆","1.构件类型:圆管系杆\n2.钢材品种:Q235B\n3.钢材规格:Φ133X6.0\n4.其他:按技术规范及设计图纸完成清单项目所需的一切相关工作","t","16.236"]
[17,"010606001022","钢支撑","1.构件类型:圆钢支撑\n2.钢材品种:Q235B\n3.钢材规格:Φ16\n4.其他:按技术规范及设计图纸完成清单项目所需的一切相关工作","t","2.293"]
[18,"010606001023","拉条","1.构件类型:圆钢拉条\n2.钢材规格:Φ10\n3.其他:按技术规范及设计图纸完成清单项目所需的一切相关工作","t","2.081"]
[19,"010606001024","拉条","1.构件类型:圆钢拉条\n2.钢材规格:Φ12\n3.其他:按技术规范及设计图纸完成清单项目所需的一切相关工作","t","2.229"]
[20,"010606001025","撑杆","1.构件类型:圆钢撑杆\n2.钢材规格:Φ10\n3.其他:按技术规范及设计图纸完成清单项目所需的一切相关工作","t","0.180"]
[21,"010606001026","撑杆","1.构件类型:圆管撑杆\n2.钢材品种:Q355B\n3.钢材规格:Φ32X2.0\n4.其他:按技术规范及设计图纸完成清单项目所需的一切相关工作","t","0.862"]
[22,"010606001027","撑杆","1.构件类型:圆管撑杆\n2.钢材品种:Q355B\n3.钢材规格:Φ102*2\n4.其他:按技术规范及设计图纸完成清单项目所需的一切相关工作","t","1.476"]
["本页小计"]
["编制人：                                   证号：                                 编制日期："]
["工程量清单综合单价报价表"]
[{"$nulls":5},"编制单位盖章："]
["工程名称：虎门宁洲水质净化厂分布式光伏发电项目-装饰钢结构部分",{"$nulls":5},"第 5 页  共 5 页"]
["序号","项目编码","项目名称","项目特征描述","计量\n单位","工程数量","金额（元）"]
[{"$nulls":6},"综合单价","合价"]
[23,"010606006003","维护通道","1.名称:维护通道\n2.盖板规格型号:S350GD+ZM275\n3.30*30*3方通(Q235)\n4.具体详见图纸CS-GF-05大样\n5.其他:按技术规范及设计图纸完成清单项目所需的一切相关工作","t","5.127"]
[24,"040602038007","M型水槽","1.名称:M型水槽\n2.材质:S350GD+ZM275\n3.具体详见图纸CS-GF-05大样\n4.其他:按技术规范及设计图纸完成清单项目所需的一切相关工作","m","1775.06"]
[25,"040602038008","横向水槽","1.名称:横向水槽\n2.材质:S350GD+ZM275\n3.具体详见图纸CS-GF-05大样\n4.其他:按技术规范及设计图纸完成清单项目所需的一切相关工作","m","807.30"]
[26,"040602038009","汇水槽","1.名称:汇水槽\n2.材质:S350GD+ZM275\n3.具体详见图纸CS-GF-05大样\n4.其他:按技术规范及设计图纸完成清单项目所需的一切相关工作","m","240.62"]
[27,"010516001005","螺栓","1.螺栓种类:M12化学锚栓\n2.其他:按技术规范及设计图纸完成清单项目所需的一切相关工作","套","920"]
[null,null,"【金属结构工程】分部小计"]
[null,null,"A.16 拆除工程"]
[28,"011607001003","原有屋面拆除","1.原有屋面拆除\n2.废料运距按15km考虑\n3.其他:按技术规范及设计图纸完成清单项目所需的一切相关工作","m2","40.26"]
[null,null,"【拆除工程】分部小计"]
["本页小计"]
["合  计"]
["编制人：                                   证号：                                 编制日期："]

{"sheet":"工程量清单报价汇总表【虎门宁洲水质净化厂分布式光伏发电项目","index":11,"n_rows":22,"n_cols":7,"rows_kept":22,"merged":[[0,0,0,6],[1,0,1,2],[1,4,1,6],[2,2,2,4],[3,2,3,4],[4,2,4,4],[5,2,5,4],[6,2,6,4],[7,2,7,4],[8,2,8,4],[9,2,9,4],[10,2,10,4],[11,2,11,4],[12,2,12,4],[13,2,13,4],[14,2,14,4],[15,2,15,4],[16,2,16,4],[17,2,17,4],[18,2,18,4],[19,2,19,4],[20,2,20,4],[21,2,21,4],[22,2,22,4],[23,2,23,4],[24,2,24,4],[25,2,25,4],[26,2,26,4],[27,2,27,4],[28,2,28,4],[29,2,29,4],[30,2,30,4],[31,2,31,4],[32,2,32,4],[33,2,33,4],[34,2,34,4],[35,2,35,4],[36,2,36,4]]}
["工程量清单报价汇总表"]
["工程名称：虎门宁洲水质净化厂分布式光伏发电项目-安装部分",{"$nulls":3},"第 1 页  共 1 页"]
["序号","费用名称","基数说明",null,null,"费率(%)","金额"]
["1","分部分项合计","分部分项合计"]
["2","措施合计","绿色施工安全防护措施费+其他措施费"]
["2.1","绿色施工安全防护措施费","安全及文明施工措施费"]
["2.2","其他措施费","其他措施费"]
["3","其他项目","其他项目合计"]
["3.1","暂列金额","暂列金额"]
["3.2","暂估价","暂估价合计"]
["3.3","计日工","计日工"]
["3.4","总承包服务费","总承包服务费"]
["3.5","预算包干费","预算包干费"]
["3.6","工程优质费","工程优质费"]
["3.7","概算幅度差","概算幅度差"]
["3.8","索赔费用","索赔费用"]
["3.9","现场签证费用","现场签证费用"]
["3.10","其他费用","其他费用"]
["4","税前工程造价","分部分项合计+措施合计+其他项目"]
["5","增值税销项税额","分部分项合计+措施合计+其他项目"]
["6","总造价","分部分项合计+措施合计+其他项目+增值税销项税额"]
["7","人工费","分部分项人工费+技术措施项目人工费+机上人工费"]

{"sheet":"分部分项工程量清单与计价表【虎门宁洲水质净化厂分布式光伏发","index":12,"n_rows":181,"n_cols":10,"rows_kept":181,"merged":[[0,0,0,9],[1,0,1,4],[1,5,1,6],[1,7,1,9],[2,0,3,0],[2,1,3,1],[2,2,3,2],[2,3,3,3],[2,4,3,5],[2,6,3,7],[2,8,2,9],[4,2,4,3],[4,4,4,5],[4,6,4,7],[5,2,5,3],[5,4,5,5],[5,6,5,7],[6,4,6,5],[6,6,6,7],[7,4,7,5],[7,6,7,7],[8,4,8,5],[8,6,8,7],[9,4,9,5],[9,6,9,7],[10,4,10,5],[10,6,10,7],[11,0,11,8],[12,0,12,4],[12,5,12,6],[12,7,12,9],[13,0,13,9],[14,0,14,4],[14,5,14,6],[14,7,14,9],[15,0,16,0],[15,1,16,1],[15,2,16,2],[15,3,16,3],[15,4,16,5],[15,6,16,7],[15,8,15,9],[17,4,17,5],[17,6,17,7],[18,4,18,5],[18,6,18,7],[19,4,19,5],[19,6,19,7],[20,4,20,5],[20,6,20,7],[21,4,21,5],[21,6,21,7],[22,4,22,5],[22,6,22,7],[23,0,23,8],[24,0,24,4],[24,5,24,6],[24,7,24,9],[25,0,25,9],[26,0,26,4],[26,5,26,6],[26,7,26,9],[27,0,28,0],[27,1,28,1],[27,2,28,2],[27,3,28,3],[27,4,28,5],[27,6,28,7],[27,8,27,9],[29,4,29,5],[29,6,29,7],[30,4,30,5],[30,6,30,7],[31,4,31,5],[31,6,31,7],[32,4,32,5],[32,6,32,7],[33,4,33,5],[33,6,33,7],[34,4,34,5],[34,6,34,7],[35,4,35,5],[35,6,35,7],[36,0,36,8],[37,0,37,4],[37,5,37,6],[37,7,37,9],[38,0,38,9],[39,0,39,4],[39,5,39,6],[39,7,39,9],[40,0,41,0],[40,1,41,1],[40,2,41,2],[40,3,41,3],[40,4,41,5],[40,6,41,7],[40,8,40,9],[42,4,42,5],[42,6,42,7],[43,4,43,5],[43,6,43,7],[44,4,44,5],[44,6,44,7],[45,4,45,5],[45,6,45,7],[46,4,46,5],[46,6,46,7],[47,4,47,5],[47,6,47,7],[48,0,48,8],[49,0,49,4],[49,5,49,6],[49,7,49,9],[50,0,50,9],[51,0,51,4],[51,5,51,6],[51,7,51,9],[52,0,53,0],[52,1,53,1],[52,2,53,2],[52,3,53,3],[52,4,53,5],[52,6,53,7],[52,8,52,9],[54,4,54,5],[54,6,54,7],[55,4,55,5],[55,6,55,7],[56,4,56,5],[56,6,56,7],[57,4,57,5],[57,6,57,7],[58,4,58,5],[58,6,58,7],[59,4,59,5],[59,6,59,7],[60,0,60,8],[61,0,61,4],[61,5,61,6],[61,7,61,9],[62,0,62,9],[63,0,63,4],[63,5,63,6],[63,7,63,9],[64,0,65,0],[64,1,65,1],[64,2,65,2],[64,3,65,3],[64,4,65,5],[64,6,65,7],[64,8,64,9],[66,4,66,5],[66,6,66,7],[67,4,67,5],[67,6,67,7],[68,4,68,5],[68,6,68,7],[69,4,69,5],[69,6,69,7],[70,4,70,5],[70,6,70,7],[71,4,71,5],[71,6,71,7],[72,4,72,5],[72,6,72,7],[73,0,73,8],[74,0,74,4],[74,5,74,6],[74,7,74,9],[75,0,75,9],[76,0,76,4],[76,5,76,6],[76,7,76,9],[77,0,78,0],[77,1,78,1],[77,2,78,2],[77,3,78,3],[77,4,78,5],[77,6,78,7],[77,8,77,9],[79,4,79,5],[79,6,79,7],[80,4,80,5],[80,6,80,7],[81,4,81,5],[81,6,81,7],[82,4,82,5],[82,6,82,7],[83,4,83,5],[83,6,83,7],[84,4,84,5],[84,6,84,7],[85,4,85,5],[85,6,85,7],[86,0,86,8],[87,0,87,4],[87,5,87,6],[87,7,87,9],[88,0,88,9],[89,0,89,4],[89,5,89,6],[89,7,89,9],[90,0,91,0],[90,1,91,1],[90,2,91,2],[90,3,91,3],[90,4,91,5],[90,6,91,7],[90,8,90,9],[92,4,92,5],[92,6,92,7],[93,4,93,5],[93,6,93,7],[94,4,94,5],[94,6,94,7],[95,2,95,3],[95,4,95,5],[95,6,95,7],[96,2,96,3],[96,4,96,5],[96,6,96,7],[97,4,97,5],[97,6,97,7],[98,4,98,5],[98,6,98,7],[99,4,99,5],[99,6,99,7],[100,0,100,8],[101,0,101,4],[101,5,101,6],[101,7,101,9],[102,0,102,9],[103,0,103,4],[103,5,103,6],[103,7,103,9],[104,0,105,0],[104,1,105,1],[104,2,105,2],[104,3,105,3],[104,4,105,5],[104,6,105,7],[104,8,104,9],[106,4,106,5],[106,6,106,7],[107,4,107,5],[107,6,107,7],[108,2,108,3],[108,4,108,5],[108,6,108,7],[109,2,109,3],[109,4,109,5],[109,6,109,7],[110,4,110,5],[110,6,110,7],[111,4,111,5],[111,6,111,7],[112,4,112,5],[112,6,112,7],[113,4,113,5],[113,6,113,7],[114,4,114,5],[114,6,114,7],[115,0,115,8],[116,0,116,4],[116,5,116,6],[116,7,116,9],[117,0,117,9],[118,0,118,4],[118,5,118,6],[118,7,118,9],[119,0,120,0],[119,1,120,1],[119,2,120,2],[119,3,120,3],[119,4,120,5],[119,6,120,7],[119,8,119,9],[121,2,121,3],[121,4,121,5],[121,6,121,7],[122,2,122,3],[122,4,122,5],[122,6,122,7],[123,4,123,5],[123,6,123,7],[124,4,124,5],[124,6,124,7],[125,4,125,5],[125,6,125,7],[126,4,126,5],[126,6,126,7],[127,4,127,5],[127,6,127,7],[128,4,128,5],[128,6,128,7],[129,4,129,5],[129,6,129,7],[130,0,130,8],[131,0,131,4],[131,5,131,6],[131,7,131,9],[132,0,132,9],[133,0,133,4],[133,5,133,6],[133,7,133,9],[134,0,135,0],[134,1,135,1],[134,2,135,2],[134,3,135,3],[134,4,135,5],[134,6,135,7],[134,8,134,9],[136,4,136,5],[136,6,136,7],[137,4,137,5],[137,6,137,7],[138,4,138,5],[138,6,138,7],[139,4,139,5],[139,6,139,7],[140,4,140,5],[140,6,140,7],[141,4,141,5],[141,6,141,7],[142,4,142,5],[142,6,142,7],[143,4,143,5],[143,6,143,7],[144,0,144,8],[145,0,145,4],[145,5,145,6],[145,7,145,9],[146,0,146,9],[147,0,147,4],[147,5,147,6],[147,7,147,9],[148,0,149,0],[148,1,149,1],[148,2,149,2],[148,3,149,3],[148,4,149,5],[148,6,149,7],[148,8,148,9],[150,4,150,5],[150,6,150,7],[151,4,151,5],[151,6,151,7],[152,2,152,3],[152,4,152,5],[152,6,152,7],[153,2,153,3],[153,4,153,5],[153,6,153,7],[154,4,154,5],[154,6,154,7],[155,4,155,5],[155,6,155,7],[156,4,156,5],[156,6,156,7],[157,4,157,5],[157,6,157,7],[158,4,158,5],[158,6,158,7],[159,0,159,8],[160,0,160,4],[160,5,160,6],[160,7,160,9],[161,0,161,9],[162,0,162,4],[162,5,162,6],[162,7,162,9],[163,0,164,0],[163,1,164,1],[163,2,164,2],[163,3,164,3],[163,4,164,5],[163,6,164,7],[163,8,163,9],[165,4,165,5],[165,6,165,7],[166,4,166,5],[166,6,166,7],[167,4,167,5],[167,6,167,7],[168,4,168,5],[168,6,168,7],[169,4,169,5],[169,6,169,7],[170,2,170,3],[170,4,170,5],[170,6,170,7],[171,2,171,3],[171,4,171,5],[171,6,171,7],[172,4,172,5],[172,6,172,7],[173,2,173,3],[173,4,173,5],[173,6,173,7],[174,4,174,5],[174,6,174,7],[175,4,175,5],[175,6,175,7],[176,4,176,5],[176,6,176,7],[177,4,177,5],[177,6,177,7],[178,0,178,8],[179,0,179,8],[180,0,180,4],[180,5,180,6],[180,7,180,9]]}
["分部分项工程量清单与计价表"]
["工程名称：虎门宁洲水质净化厂分布式光伏发电项目-安装部分",{"$nulls":6},"(编制单位盖章)"]
["序号","项目编码","项目名称","项目特征描述","计量\n单位",null,"工程量",null,"金额（元）"]
[{"$nulls":8},"综合单价","合价"]
[null,null,"   电气系统"]
[null,null,"   光伏系统"]
[1,"031006005033","620Wp单晶硅光伏组件","1.名称:单晶硅光伏组件\n2.型号:620Wp,组件尺寸：2382*1134*30mm\n3、含铝合金6063-T5压块\n4.本体工程及附件安装\n5.综合考虑完成该工艺的所有施工内容，详见设计图纸及相关规范等\n6.池面上组件","块",null,"2818"]
[2,"031006005034","620Wp单晶硅光伏组件","1.名称:单晶硅光伏组件\n2.型号:620Wp,组件尺寸：2382*1134*30mm\n3、含铝合金6063-T5压块\n4.本体工程及附件安装\n5.综合考虑完成该工艺的所有施工内容，详见设计图纸及相关规范等\n6.屋面上组件","块",null,"676"]
[3,"030405002060","光伏逆变器","1.名称:30kW逆变器\n2.规格、型号:最大输入电压：1100V 额定电网电压：400Vac\n3.本体工程及附件安装\n4.综合考虑完成该工艺的所有施工内容，详见设计图纸及相关规范等","台",null,"1"]
[4,"030405002061","光伏逆变器","1.名称:100kW逆变器\n2.规格、型号:最大输入电压：1100V 额定电网电压：400Vac\n3.本体工程及附件安装\n4.综合考虑完成该工艺的所有施工内容，详见设计图纸及相关规范等","台",null,"2"]
[5,"030405002062","光伏逆变器","1.名称:150kW逆变器\n2.规格、型号:最大输入电压：1100V 额定电网电压：400Vac\n3.本体工程及附件安装\n4.综合考虑完成该工艺的所有施工内容，详见设计图纸及相关规范等","台",null,"11"]
["本页小计"]
[{"$nulls":7},"第 1 页  共 13 页"]
["分部分项工程量清单与计价表"]
["工程名称：虎门宁洲水质净化厂分布式光伏发电项目-安装部分",{"$nulls":6},"(编制单位盖章)"]
["序号","项目编码","项目名称","项目特征描述","计量\n单位",null,"工程量",null,"金额（元）"]
[{"$nulls":8},"综合单价","合价"]
[6,"030404017056","汇流箱 2进1出","1.名称:汇流箱 2进1出\n2.本体工程及附件安装\n3.综合考虑完成该工艺的所有施工内容，详见设计图纸及相关规范等","台",null,"1"]
[7,"030408001110","电力电缆","1.名称:光伏电缆\n2.规格、型号:PV1-F 1x4\n3.敷设方式:综合考虑\n4.综合考虑完成该工艺的所有施工内容，详见设计图纸及相关规范等","m",null,"26306.03"]
[8,"030408001111","电力电缆","1.名称:电力电缆 \n2.型号:ZRC-YJV\n3.规格:4*16\n4.材质:铜芯\n5.电压等级(kV):0.6/1kV\n6.综合考虑完成该工艺的所有施工内容，详见设计图纸及相关规范等","m",null,"6.84"]
[9,"030408001112","电力电缆","1.名称:电力电缆 \n2.型号:ZRC-YJV\n3.规格:3*70+1*35\n4.材质:铜芯\n5.电压等级(kV):0.6/1kV\n6.综合考虑完成该工艺的所有施工内容，详见设计图纸及相关规范等","m",null,"292.64"]
[10,"030408001113","电力电缆","1.名称:电力电缆 \n2.型号:ZC-YJV\n3.规格:3*95+1*50\n4.材质:铜芯\n5.电压等级(kV):0.6/1kV\n6.综合考虑完成该工艺的所有施工内容，详见设计图纸及相关规范等","m",null,"22.21"]
[11,"030408001114","电力电缆","1.名称:电力电缆 \n2.型号:ZRC-YJV\n3.规格:3*150+1*75\n4.材质:铜芯\n5.电压等级(kV):0.6/1kV\n6.综合考虑完成该工艺的所有施工内容，详见设计图纸及相关规范等","m",null,"1686.38"]
["本页小计"]
[{"$nulls":7},"第 2 页  共 13 页"]
["分部分项工程量清单与计价表"]
["工程名称：虎门宁洲水质净化厂分布式光伏发电项目-安装部分",{"$nulls":6},"(编制单位盖章)"]
["序号","项目编码","项目名称","项目特征描述","计量\n单位",null,"工程量",null,"金额（元）"]
[{"$nulls":8},"综合单价","合价"]
[12,"030408001115","电力电缆","1.名称:电力电缆 \n2.型号:ZRC-YJV\n3.规格:3*240+1*120\n4.材质:铜芯\n5.电压等级(kV):0.6/1kV\n6.综合考虑完成该工艺的所有施工内容，详见设计图纸及相关规范等","m",null,"455.65"]
[13,"030408006075","电力电缆头","1.名称:电缆终端头\n2.规格、型号:16mm2以下\n3.综合考虑完成该工艺的所有施工内容，详见设计图纸及相关规范等","个",null,"2"]
[14,"030408006076","电力电缆头","1.名称:电缆终端头\n2.规格、型号:70mm2以下\n3.综合考虑完成该工艺的所有施工内容，详见设计图纸及相关规范等","个",null,"4"]
[15,"030408006077","电力电缆头","1.名称:电缆终端头\n2.规格、型号:120mm2以下\n3.综合考虑完成该工艺的所有施工内容，详见设计图纸及相关规范等","个",null,"2"]
[16,"030408006078","电力电缆头","1.名称:电缆终端头\n2.规格、型号:185mm2以下\n3.综合考虑完成该工艺的所有施工内容，详见设计图纸及相关规范","个",null,"22"]
[17,"030408006079","电力电缆头","1.名称:电缆终端头\n2.规格、型号:240mm2以下\n3.综合考虑完成该工艺的所有施工内容，详见设计图纸及相关规范","个",null,"18"]
[18,"030411003064","线槽（含辅件）","1.名称:线槽（含辅件）\n2.规格：400*200*2.0\n3.含连接件等\n4.本体工程及附件安装\n5.综合考虑完成该工艺的所有施工内容，详见设计图纸及相关规范等","m",null,"28.85"]
["本页小计"]
[{"$nulls":7},"第 3 页  共 13 页"]
["分部分项工程量清单与计价表"]
["工程名称：虎门宁洲水质净化厂分布式光伏发电项目-安装部分",{"$nulls":6},"(编制单位盖章)"]
["序号","项目编码","项目名称","项目特征描述","计量\n单位",null,"工程量",null,"金额（元）"]
[{"$nulls":8},"综合单价","合价"]
[19,"030411003065","线槽（含辅件）","1.名称:线槽（含辅件）\n2.规格、型号:200×100*2.0\n3.含连接件等\n4.本体工程及附件安装\n5.综合考虑完成该工艺的所有施工内容，详见设计图纸及相关规范等","m",null,"406.44"]
[20,"030411003066","线槽（含辅件）","1.名称:线槽（含辅件）\n2.规格：200*100*1.2\n3.含支架等\n4.本体工程及附件安装\n5.综合考虑完成该工艺的所有施工内容，详见设计图纸及相关规范等","m",null,"45.89"]
[21,"030411003067","线槽（含辅件）","1.名称:线槽（含辅件）\n2.规格：150*75*1.0\n3.含支架等\n4.本体工程及附件安装\n5.综合考虑完成该工艺的所有施工内容，详见设计图纸及相关规范等","m",null,"40.82"]
[22,"030411003068","线槽（含辅件）","1.名称:线槽（含辅件）\n2.规格、型号:100×50*1.0\n3.含连接件等\n4.本体工程及附件安装\n5.综合考虑完成该工艺的所有施工内容，详见设计图纸及相关规范范等","m",null,"138.46"]
[23,"030411003069","线槽（含辅件）","1.名称:线槽（含辅件）\n2.规格、型号:50×50*1.0\n3.含连接件等\n4.本体工程及附件安装\n5.综合考虑完成该工艺的所有施工内容，详见设计图纸及相关规范范等","m",null,"291.27"]
[24,"030413001017","桥架支架","1.名称:桥架支架\n2.材质:铁构件\n3.规格:综合考虑\n4.综合考虑完成该工艺的所有施工内容，详见设计图纸及相关规范等","kg",null,"441.31"]
["本页小计"]
[{"$nulls":7},"第 4 页  共 13 页"]
["分部分项工程量清单与计价表"]
["工程名称：虎门宁洲水质净化厂分布式光伏发电项目-安装部分",{"$nulls":6},"(编制单位盖章)"]
["序号","项目编码","项目名称","项目特征描述","计量\n单位",null,"工程量",null,"金额（元）"]
[{"$nulls":8},"综合单价","合价"]
[25,"030404004033","并网计量柜","1.名称:并网计量柜\n2.规格、型号:BWG1 P13，屏柜尺寸：800×800×2200\n3.含内部组件组装等\n4.本体工程及附件安装和槽钢支架等\n5.综合考虑完成该工艺的所有施工内容，详见设计图纸及相关规范等","台",null,"1"]
[26,"030404004034","并网计量柜","1.名称:并网计量柜\n2.规格、型号:BWG2 P14，屏柜尺寸：800×800×2200\n3.含内部组件组装等\n4.本体工程及附件安装和槽钢支架等\n5.综合考虑完成该工艺的所有施工内容，详见设计图纸及相关规范等","台",null,"1"]
[27,"030404004035","并网计量柜","1.名称:并网计量柜BWG3  P15\n2.规格、型号:BWG3  P15，屏柜尺寸：800×800×2200\n3.含内部组件组装等\n4.本体工程及附件安装和槽钢支架等\n5.综合考虑完成该工艺的所有施工内容，详见设计图纸及相关规范等","台",null,"1"]
[28,"030414002017","送配电装置系统","1.名称:送配电装置系统\n2.综合考虑完成该工艺的所有施工内容，详见设计图纸及相关规范等","系统",null,"3"]
[29,"040205001014","电缆井","1.名称:电缆井\n2.规格尺寸:910*1225*1300\n3.水泥路面破除及恢复\n4.具体做法详图纸大样\n5.综合考虑完成该工艺的所有施工内容，详见设计图纸及相关规范等","座",null,"7"]
[30,"050307009033","标志牌","1.名称:标志牌\n2.类别:安健环详图、警示牌图、光伏发电站场应急处置卡\n3.规格、型号:1200*800\n4.综合考虑完成该工艺的所有施工内容，详见设计图纸及相关规范等","个",null,"5"]
["本页小计"]
[{"$nulls":7},"第 5 页  共 13 页"]
["分部分项工程量清单与计价表"]
["工程名称：虎门宁洲水质净化厂分布式光伏发电项目-安装部分",{"$nulls":6},"(编制单位盖章)"]
["序号","项目编码","项目名称","项目特征描述","计量\n单位",null,"工程量",null,"金额（元）"]
[{"$nulls":8},"综合单价","合价"]
[31,"050307009034","标志牌","1.名称:标志牌\n2.类别:0.4kV结线图\n3.综合考虑完成该工艺的所有施工内容，详见设计图纸及相关规范等","个",null,"3"]
[32,"040501004041","塑料管","1.名称:2孔埋管\n2.材质及规格:PVC110\n3.具体做法详图纸大样\n4.综合考虑完成该工艺的所有施工内容，详见设计图纸及相关规范等","m",null,"32.49"]
[33,"040501004042","塑料管","1.名称:4孔埋管\n2.材质及规格:PVC110\n3.具体做法详图纸大样\n4.综合考虑完成该工艺的所有施工内容，详见设计图纸及相关规范等","m",null,"20.33"]
[34,"040501004043","塑料管","1.名称:8孔埋管\n2.材质及规格:PVC110\n3.具体做法详图纸大样\n4.综合考虑完成该工艺的所有施工内容，详见设计图纸及相关规范等","m",null,"9.13"]
[35,"040501004044","塑料管","1.名称:11孔埋管\n2.材质及规格:PVC110\n3.具体做法详图纸大样\n4.综合考虑完成该工艺的所有施工内容，详见设计图纸及相关规范等","m",null,"1.68"]
[36,"040501004045","塑料管","1.名称:14孔埋管\n2.材质及规格:PVC110\n3.具体做法详图纸大样\n4.综合考虑完成该工艺的所有施工内容，详见设计图纸及相关规范等","m",null,"21.15"]
[37,"041001001016","拆除路面","1.材质:拆除路面\n2.厚度:25cm\n3.旧路面机械破除\n4.具体做法详图纸大样\n5.综合考虑完成该工艺的所有施工内容，详见设计图纸及相关规范等","m2",null,"115.14"]
["本页小计"]
[{"$nulls":7},"第 6 页  共 13 页"]
["分部分项工程量清单与计价表"]
["工程名称：虎门宁洲水质净化厂分布式光伏发电项目-安装部分",{"$nulls":6},"(编制单位盖章)"]
["序号","项目编码","项目名称","项目特征描述","计量\n单位",null,"工程量",null,"金额（元）"]
[{"$nulls":8},"综合单价","合价"]
[38,"040101002046","挖沟槽土方","1.土壤类别:挖沟槽土方\n2.挖土深度:2m 内\n3.一二类土\n4.具体做法详图纸大样\n5.综合考虑完成该工艺的所有施工内容，详见设计图纸及相关规范等","m3",null,"104.43"]
[39,"040303001016","垫层","1.名称:垫层\n2.材质:石屑\n3.具体做法详图纸大样\n4.综合考虑完成该工艺的所有施工内容，详见设计图纸及相关规范等","m3",null,"8.01"]
[40,"040103001026","回填方","1.名称:回填方\n2.填方材料品种:回填用砂\n3.具体做法详图纸大样\n4.综合考虑完成该工艺的所有施工内容，详见设计图纸及相关规范等","m3",null,"13.48"]
[41,"040103001027","回填方","1.名称:回填方\n2.填方材料品种:石粉\n3.具体做法详图纸大样\n4.综合考虑完成该工艺的所有施工内容，详见设计图纸及相关规范等","m3",null,"44.64"]
[42,"030413004001","管道包封","1.名称:管道包封\n2.混凝土强度等级:C20\n3.具体做法详图纸大样\n4.综合考虑完成该工艺的所有施工内容，详见设计图纸及相关规范等","m3",null,"16.15"]
[43,"040202003031","水泥稳定土","1.名称:回填方\n2.填方材料品种:集中拌合水泥石屑混合料 水泥含量 4%\n3.具体做法详图纸大样\n4.综合考虑完成该工艺的所有施工内容，详见设计图纸及相关规范等","m3",null,"7.1"]
[44,"040202003032","水泥稳定土","1.名称:回填方\n2.填方材料品种:集中拌合水泥石屑混合料 水泥含量 6%\n3.具体做法详图纸大样\n4.综合考虑完成该工艺的所有施工内容，详见设计图纸及相关规范等","m3",null,"9.83"]
["本页小计"]
[{"$nulls":7},"第 7 页  共 13 页"]
["分部分项工程量清单与计价表"]
["工程名称：虎门宁洲水质净化厂分布式光伏发电项目-安装部分",{"$nulls":6},"(编制单位盖章)"]
["序号","项目编码","项目名称","项目特征描述","计量\n单位",null,"工程量",null,"金额（元）"]
[{"$nulls":8},"综合单价","合价"]
[45,"050402002016","现浇混凝土路面","1.名称:现浇混凝土路面\n2.厚度:25cm  C30\n3.具体做法详图纸大样\n4.综合考虑完成该工艺的所有施工内容，详见设计图纸及相关规范等","m2",null,"115.14"]
[46,"040101002047","余方外运","1.土壤类别:余方外运\n2.运距:按15km考虑\n3.一二类土\n4.具体做法详图纸大样\n5.综合考虑完成该工艺的所有施工内容，详见设计图纸及相关规范等","m3",null,"117.73"]
[47,"040101002048","余方外运","1.土壤类别:余方外运\n2.运距:按15km考虑\n3.路面块料\n4.具体做法详图纸大样\n5.综合考虑完成该工艺的所有施工内容，详见设计图纸及相关规范等","m3",null,"28.79"]
[null,null,"【光伏系统】分部小计"]
[null,null,"   照明系统"]
[48,"030412001010","普通灯具","1.名称:普通灯具\n2.规格:28W\n3.综合考虑完成该工艺的所有施工内容，详见设计图纸及相关规范等","套",null,"32"]
[49,"030408001116","电力电缆","1.名称:电力电缆 \n2.型号:ZRA-YJV\n3.规格:3*2.5\n4.材质:铜芯\n5.电压等级(kV):0.6/1kV\n6.综合考虑完成该工艺的所有施工内容，详见设计图纸及相关规范等","m",null,"1333.78"]
[50,"030404017057","配电箱","1.型号:照明配电箱\n2.规格:非标\n3.综合考虑完成该工艺的所有施工内容，详见设计图纸及相关规范等","台",null,"2"]
["本页小计"]
[{"$nulls":7},"第 8 页  共 13 页"]
["分部分项工程量清单与计价表"]
["工程名称：虎门宁洲水质净化厂分布式光伏发电项目-安装部分",{"$nulls":6},"(编制单位盖章)"]
["序号","项目编码","项目名称","项目特征描述","计量\n单位",null,"工程量",null,"金额（元）"]
[{"$nulls":8},"综合单价","合价"]
[51,"030411006023","接线盒","1.名称:接线盒\n2.材质:塑料\n3.规格:86型\n4.安装形式:明装\n5.综合考虑完成该工艺的所有施工内容，详见设计图纸及相关规范等","个",null,"32"]
[52,"030411001026","配管","1.名称:PVC电线管\n2.规格、型号:Φ25\n3.敷设方式:综合考虑\n4.综合考虑完成该工艺的所有施工内容，详见设计图纸及相关规范等","m",null,"1260.66"]
[null,null,"【照明系统】分部小计"]
[null,null,"   防雷接地系统"]
[53,"030409002014","接地母线","1.名称:接地扁钢\n2.规格、型号:热镀锌扁钢 -40×4\n3.综合考虑完成该工艺的所有施工内容，详见设计图纸及相关规范等","m",null,"2361.19"]
[54,"030409003027","避雷引下线","1.名称:避雷引下线\n2.材质:镀锌扁钢\n3.规格:40*4\n4.断接卡子:含断接卡子\n5.综合考虑完成该工艺的所有施工内容，详见设计图纸及相关规范等","m",null,"219.55"]
[55,"030409003028","断接卡子","1.名称:断接卡子制作、安装\n2.材质:镀锌扁钢\n3.规格:40*4\n4.综合考虑完成该工艺的所有施工内容，详见设计图纸及相关规范等","套",null,"100"]
[56,"030411004035","接地线","1.名称:接地跨接线\n2.规格、型号:BVR-1×4\n3.综合考虑完成该工艺的所有施工内容，详见设计图纸及相关规范等","处",null,"3494"]
[57,"040807003012","接地装置调试","1.名称:接地装置调试 接地网\n2.综合考虑完成该工艺的所有施工内容，详见设计图纸及相关规范等","系统",null,"7"]
["本页小计"]
[{"$nulls":7},"第 9 页  共 13 页"]
["分部分项工程量清单与计价表"]
["工程名称：虎门宁洲水质净化厂分布式光伏发电项目-安装部分",{"$nulls":6},"(编制单位盖章)"]
["序号","项目编码","项目名称","项目特征描述","计量\n单位",null,"工程量",null,"金额（元）"]
[{"$nulls":8},"综合单价","合价"]
[null,null,"【防雷接地系统】分部小计"]
[null,null,"   弱电系统"]
[58,"030404017058","配电箱","1.名称:监控防水箱\n2.综合考虑完成该工艺的所有施工内容，详见设计图纸及相关规范等","台",null,"4"]
[59,"030607006017","数据采集器","1.名称:数据采集器\n2.型号:符合设计需求及满足现场设备需求\n3.规格:225*160*44\n4.功能:设备安装及调试\n5.综合考虑完成该工艺的所有施工内容，详见设计图纸及相关规范等","套",null,"1"]
[60,"030502001017","机柜、机架","1.名称:网络机柜6U壁挂式\n2.规格:宽550*深400*高300\n3.安装方式:室内壁装\n4.综合考虑完成该工艺的所有施工内容，详见设计图纸及相关规范等","台",null,"1"]
[61,"030501012031","交换机","1.名称:交换机\n2.功能:32口，带POE\n3.综合考虑完成该工艺的所有施工内容，详见设计图纸及相关规范等","台",null,"1"]
[62,"030501012032","交换机","1.名称:交换机\n2.功能:16口，带POE\n3.综合考虑完成该工艺的所有施工内容，详见设计图纸及相关规范等","台",null,"2"]
[63,"030501012033","交换机","1.名称:交换机\n2.功能:8口，带POE\n3.综合考虑完成该工艺的所有施工内容，详见设计图纸及相关规范等","台",null,"1"]
[64,"040205020030","监控摄像机","1.类型:红外高清高速球机\n2.规格、型号:400w像素\n3.综合考虑完成该工艺的所有施工内容，详见设计图纸及相关规范等","台",null,"16"]
["本页小计"]
[{"$nulls":7},"第 10 页  共 13 页"]
["分部分项工程量清单与计价表"]
["工程名称：虎门宁洲水质净化厂分布式光伏发电项目-安装部分",{"$nulls":6},"(编制单位盖章)"]
["序号","项目编码","项目名称","项目特征描述","计量\n单位",null,"工程量",null,"金额（元）"]
[{"$nulls":8},"综合单价","合价"]
[65,"040205020031","摄像机支架","1.类型:摄像机支架（横梁上安装）\n2.规格、型号:按设备情况确定\n3.支架形式:壁挂式支架\n4.综合考虑完成该工艺的所有施工内容，详见设计图纸及相关规范等","台",null,"16"]
[66,"030506008017","视频系统调试","1.名称:安全防范分系统调试 电视监控系统 摄像机\n2.综合考虑完成该工艺的所有施工内容，详见设计图纸及相关规范等","系统",null,"16"]
[67,"030409010017","浪涌保护器","1.名称:浪涌保护器\n2.综合考虑完成该工艺的所有施工内容，详见设计图纸及相关规范等","个",null,"16"]
[68,"030501010017","光纤收发器","1.名称:光纤收发器\n2.类别:千兆单模单纤\n3.综合考虑完成该工艺的所有施工内容，详见设计图纸及相关规范等","台",null,"4"]
[69,"030502009016","尾纤","1.名称:尾纤\n2.类别:单模单纤\n3.综合考虑完成该工艺的所有施工内容，详见设计图纸及相关规范等","条",null,"4"]
[70,"030502007017","光缆","1.名称:光缆\n2.规格:6芯\n3.综合考虑完成该工艺的所有施工内容，详见设计图纸及相关规范等","m",null,"1225.41"]
[71,"030502005017","双绞线缆","1.名称:双绞线缆\n2.规格:超六类网线\n3.线缆对数:CAT6E\n4.敷设方式:管槽内安装\n5.综合考虑完成该工艺的所有施工内容，详见设计图纸及相关规范等","m",null,"959.55"]
[72,"030411001027","配管","1.名称:PVC电线管\n2.规格、型号:Φ25\n3.敷设方式:综合考虑\n4.综合考虑完成该工艺的所有施工内容，详见设计图纸及相关规范等","m",null,"2214.68"]
["本页小计"]
[{"$nulls":7},"第 11 页  共 13 页"]
["分部分项工程量清单与计价表"]
["工程名称：虎门宁洲水质净化厂分布式光伏发电项目-安装部分",{"$nulls":6},"(编制单位盖章)"]
["序号","项目编码","项目名称","项目特征描述","计量\n单位",null,"工程量",null,"金额（元）"]
[{"$nulls":8},"综合单价","合价"]
[73,"030411004036","配线","1.名称:配线\n2.型号:ZR-RVSP\n3.规格:2*1.0\n4.材质:铜\n5.综合考虑完成该工艺的所有施工内容，详见设计图纸及相关规范等","m",null,"45.12"]
[74,"030411006024","接线盒","1.名称:接线盒安装 普通接线盒 明装\n2.综合考虑完成该工艺的所有施工内容，详见设计图纸及相关规范等","个",null,"16"]
[null,null,"【弱电系统】分部小计"]
[null,null,"   清洗系统"]
[75,"030901011017","给水栓","1.安装方式:给水栓\n2.型号、规格:DN32\n3.综合考虑完成该工艺的所有施工内容，详见设计图纸及相关规范等","套",null,"38"]
[76,"030109012016","增压泵","1.名称:增压泵\n2.型号:电压：220V  进出口径：DN32    扬程：≥25m\n3.功能:设备安装及调试\n4.综合考虑完成该工艺的所有施工内容，详见设计图纸及相关规范等","台",null,"3"]
[77,"031001006033","塑料管","1.名称:PPR给水管\n2.规格、型号:DN32\n3.连接形式:热熔\n4.综合考虑完成该工艺的所有施工内容，详见设计图纸及相关规范等","m",null,"852.35"]
[78,"031003013017","水表","1.名称:水表组\n2.规格、型号:DN32\n3.连接形式:热熔\n4.其他:包含1个水表，1个截止阀\n5.综合考虑完成该工艺的所有施工内容，详见设计图纸及相关规范等","组",null,"3"]
[79,"031003001033","截止阀","1.类型:截止阀\n2.规格、压力等级:DN32\n3.综合考虑完成该工艺的所有施工内容，详见设计图纸及相关规范等","个",null,"3"]
["本页小计"]
[{"$nulls":7},"第 12 页  共 13 页"]
["分部分项工程量清单与计价表"]
["工程名称：虎门宁洲水质净化厂分布式光伏发电项目-安装部分",{"$nulls":6},"(编制单位盖章)"]
["序号","项目编码","项目名称","项目特征描述","计量\n单位",null,"工程量",null,"金额（元）"]
[{"$nulls":8},"综合单价","合价"]
[80,"031003001034","止回阀","1.类型:止回阀\n2.规格、压力等级:DN32\n3.综合考虑完成该工艺的所有施工内容，详见设计图纸及相关规范等","个",null,"3"]
[81,"030601002017","压力仪表","1.类型:压力表\n2.综合考虑完成该工艺的所有施工内容，详见设计图纸及相关规范等","台",null,"3"]
[82,"031002001017","管道支架","1.材质:管道支架\n2.管架形式:综合考虑\n3.综合考虑完成该工艺的所有施工内容，详见设计图纸及相关规范等","kg",null,"82.64"]
[83,"030901013017","灭火器","1.名称:手提式灭火器\n2.类别:水基型MQ6\n3.规格、型号:含2具灭火器一个箱体\n4.综合考虑完成该工艺的所有施工内容，详见设计图纸及相关规范等","具",null,"53"]
[84,"031001006034","塑料管","1.安装部位:室外塑料排水管\n2.介质:雨水\n3.材质、规格:PVC-100\n4.连接形式:粘接\n5.综合考虑完成该工艺的所有施工内容，详见设计图纸及相关规范等","m",null,"21.8"]
[null,null,"【清洗系统】分部小计"]
[null,null,"   防护措施及物探"]
[85,"030310004016","物探费","1.名称:开挖管道探测费\n2.综合考虑完成该工艺的所有施工内容，详见设计图纸及相关规范等","m",null,"84.78"]
[null,null,"【防护措施及物探】分部小计"]
[]
[]
[]
[]
["本页小计"]
["合  计"]
[{"$nulls":7},"第 13 页  共 13 页"]

{"sheet":"工程量清单总价表【常平沙湖口水质净化厂分布式光伏发电项目-","index":13,"n_rows":38,"n_cols":5,"rows_kept":38,"merged":[[0,0,0,4],[1,0,1,2],[1,3,1,4],[2,0,2,2],[36,0,36,1],[37,0,37,4]]}
["工程量清单总价表"]
[{"$nulls":3},"编制单位盖章："]
["工程名称：常平沙湖口水质净化厂分布式光伏发电项目-装饰钢结构部分",{"$nulls":3},"第 1 页  共 1 页"]
["序号","项目名称","取费基数","费率(%)","金额:(元)"]
["1","分部分项合计","FBFXHJ"]
["1.1","A.5混凝土及钢筋混凝土工程"]
["1.2","A.6金属结构工程"]
["1.3","A.16拆除工程"]
["2","措施合计","_AQWMSGF+_QTCSF"]
["2.1","绿色施工安全防护措施费","AQWMSGF"]
["2.2","其他措施费","QTCSF"]
["3","其他项目","QTXMHJ"]
["3.1","暂列金额","ZLJE"]
["3.2","暂估价","ZGJHJ"]
["3.3","计日工","JRG"]
["3.4","总承包服务费","ZCBFWF"]
["3.5","预算包干费","YSBGF"]
["3.6","工程优质费","GCYZF"]
["3.7","概算幅度差","GSFDC"]
["3.8","索赔费用","SPFY"]
["3.9","现场签证费用","XCQZFY"]
["3.10","其他费用","QTFY"]
["4","税前工程造价","_FHJ+_CHJ+_QTXM"]
["5","增值税销项税额","_FHJ+_CHJ+_QTXM"]
["6","总造价","_FHJ+_CHJ+_QTXM+_SJ"]
["7","人工费","RGF+JSCS_RGF"]
{"$rows_empty":11}
["编制人：                                   证号：                                 编制日期："]

{"sheet":"工程量清单综合单价报价表-1【常平沙湖口水质净化厂分布式光","index":14,"n_rows":90,"n_cols":8,"rows_kept":90,"merged":[[0,0,0,7],[1,0,1,4],[1,5,1,7],[2,0,2,4],[2,6,2,7],[3,0,4,0],[3,1,4,1],[3,2,4,2],[3,3,4,3],[3,4,4,4],[3,5,4,5],[3,6,3,7],[5,2,5,3],[13,2,13,3],[14,2,14,3],[15,0,15,6],[16,0,16,7],[17,0,17,7],[18,0,18,4],[18,5,18,7],[19,0,19,4],[19,6,19,7],[20,0,21,0],[20,1,21,1],[20,2,21,2],[20,3,21,3],[20,4,21,4],[20,5,21,5],[20,6,20,7],[27,0,27,6],[28,0,28,7],[29,0,29,7],[30,0,30,4],[30,5,30,7],[31,0,31,4],[31,6,31,7],[32,0,33,0],[32,1,33,1],[32,2,33,2],[32,3,33,3],[32,4,33,4],[32,5,33,5],[32,6,32,7],[41,0,41,6],[42,0,42,7],[43,0,43,7],[44,0,44,4],[44,5,44,7],[45,0,45,4],[45,6,45,7],[46,0,47,0],[46,1,47,1],[46,2,47,2],[46,3,47,3],[46,4,47,4],[46,5,47,5],[46,6,46,7],[54,0,54,6],[55,0,55,7],[56,0,56,7],[57,0,57,4],[57,5,57,7],[58,0,58,4],[58,6,58,7],[59,0,60,0],[59,1,60,1],[59,2,60,2],[59,3,60,3],[59,4,60,4],[59,5,60,5],[59,6,59,7],[62,2,62,3],[63,2,63,3],[65,2,65,3],[87,0,87,6],[88,0,88,6],[89,0,89,7]]}
["工程量清单综合单价报价表"]
[{"$nulls":5},"编制单位盖章："]
["工程名称：常平沙湖口水质净化厂分布式光伏发电项目-装饰钢结构部分",{"$nulls":5},"第 1 页  共 5 页"]
["序号","项目编码","项目名称","项目特征描述","计量\n单位","工程数量","金额（元）"]
[{"$nulls":6},"综合单价","合价"]
[null,null,"A.5 混凝土及钢筋混凝土工程"]
[1,"010509002004","支墩","1.支墩\n2.混凝土强度等级:C25\n3.含模板制作安装\n4.其他:按技术规范及设计图纸完成清单项目所需的一切相关工作","m3","50.4"]
[2,"010515001005","现浇构件钢筋","1.钢筋种类、规格:现浇构件带肋钢筋 φ12-16\n2.其他:按技术规范及设计图纸完成清单项目所需的一切相关工作","t","0.91"]
[3,"010515001006","现浇构件钢筋","1.钢筋种类、规格:现浇构件箍筋 带肋钢筋(HRB400内) φ10以内\n2.其他:按技术规范及设计图纸完成清单项目所需的一切相关工作","t","1.19"]
[4,"010516001006","螺栓","1.螺栓种类:M12*200\n2.规格:U型地脚螺栓\n3.其他:按技术规范及设计图纸完成清单项目所需的一切相关工作","套","642"]
[5,"010902001006","立柱底座卷材防水","1.卷材品种、规格、厚度:3mm自粘型沥青卷材防水\n2.其他:按技术规范及设计图纸完成清单项目所需的一切相关工作","m2","181.43"]
[6,"010507007004","柱脚包封","1.混凝土种类:素混凝土\n2.混凝土强度等级:C25\n3.含模板制作安装\n4.其他:按技术规范及设计图纸完成清单项目所需的一切相关工作","m3","18.75"]
[7,"010902001007","柱脚包封防水","1.卷材品种、规格、厚度:3mm厚SBS防水卷材\n2.其他:按技术规范及设计图纸完成清单项目所需的一切相关工作","m2","281.28"]
[null,null,"【混凝土及钢筋混凝土工程】分部小计"]
[null,null,"A.6 金属结构工程"]
["本页小计"]
["编制人：                                   证号：                                 编制日期："]
["工程量清单综合单价报价表"]
[{"$nulls":5},"编制单位盖章："]
["工程名称：常平沙湖口水质净化厂分布式光伏发电项目-装饰钢结构部分",{"$nulls":5},"第 2 页  共 5 页"]
["序号","项目编码","项目名称","项目特征描述","计量\n单位","工程数量","金额（元）"]
[{"$nulls":6},"综合单价","合价"]
[8,"010603001003","实腹钢柱","1.柱类型:U型钢柱\n2.钢材品种:S350GD+ZM275\n3.钢材规格:U52*41*2.5\n4.单根柱质量:3t以内\n5.包含柱脚端板、加劲板、三角连接件等\n6.其他:按技术规范及设计图纸完成清单项目所需的一切相关工作","t","2.244"]
[9,"010603002009","空腹钢柱","1.柱类型:镀锌矩管钢柱\n2.钢材品种:Q355B\n3.钢材规格:口150*100*5\n4.单根柱质量:3t以内\n5.包含柱脚端板、加劲板、三角连接件等\n6.其他:按技术规范及设计图纸完成清单项目所需的一切相关工作","t","15.955"]
[10,"010603002010","空腹钢柱","1.柱类型:镀锌矩管钢柱\n2.钢材品种:Q355B\n3.钢材规格:口150*4\n4.单根柱质量:3t以内\n5.包含柱脚端板、加劲板、三角连接件等\n6.其他:按技术规范及设计图纸完成清单项目所需的一切相关工作","t","17.002"]
[11,"010604001018","钢梁","1.梁类型:U型钢梁\n2.钢材品种:S350GD+ZM275\n3.钢材规格:U52*41*2.5\n4.单根质量:1.5t以内\n5.其他:按技术规范及设计图纸完成清单项目所需的一切相关工作","t","7.011"]
[12,"010604001019","钢梁","1.梁类型:镀锌矩管钢梁\n2.钢材品种:Q355B\n3.钢材规格:口200*100*4\n4.单根质量:1.5t以内\n5.包含安全绳固定件及加劲肋等\n6.其他:按技术规范及设计图纸完成清单项目所需的一切相关工作","t","54.15"]
["本页小计"]
["编制人：                                   证号：                                 编制日期："]
["工程量清单综合单价报价表"]
[{"$nulls":5},"编制单位盖章："]
["工程名称：常平沙湖口水质净化厂分布式光伏发电项目-装饰钢结构部分",{"$nulls":5},"第 3 页  共 5 页"]
["序号","项目编码","项目名称","项目特征描述","计量\n单位","工程数量","金额（元）"]
[{"$nulls":6},"综合单价","合价"]
[13,"010606002013","钢檩条","1.构件类型:镀锌矩管檩条\n2.钢材品种:Q355B\n3.钢材规格:口90*50*3\n4.其他:按技术规范及设计图纸完成清单项目所需的一切相关工作","t","42.733"]
[14,"010606002014","钢檩条","1.构件类型:镀锌矩管檩条\n2.钢材品种:Q355B\n3.钢材规格:口120*60*4\n4.其他:按技术规范及设计图纸完成清单项目所需的一切相关工作","t","4.162"]
[15,"010606001028","斜撑","1.构件类型:U型斜撑\n2.钢材品种:S350GD+ZM275\n3.钢材规格:U52*41*2.5\n4.其他:按技术规范及设计图纸完成清单项目所需的一切相关工作","t","0.555"]
[16,"010606001029","斜撑","1.构件类型:镀锌矩管斜撑\n2.钢材品种:Q235B\n3.钢材规格:口80*3\n4.其他:按技术规范及设计图纸完成清单项目所需的一切相关工作","t","0.9"]
[17,"010606001030","斜撑","1.构件类型:镀锌矩管斜撑\n2.钢材品种:Q235B\n3.钢材规格:口80*4\n4.其他:按技术规范及设计图纸完成清单项目所需的一切相关工作","t","2.24"]
[18,"010606001031","钢支撑","1.构件类型:圆钢支撑\n2.钢材品种:Q235B\n3.钢材规格:Φ16\n4.其他:按技术规范及设计图纸完成清单项目所需的一切相关工作","t","4.879"]
[19,"010606001032","系杆","1.构件类型:圆管系杆\n2.钢材品种:Q235B\n3.钢材规格:Φ76*3.0\n4.其他:按技术规范及设计图纸完成清单项目所需的一切相关工作","t","6.702"]
["本页小计"]
["编制人：                                   证号：                                 编制日期："]
["工程量清单综合单价报价表"]
[{"$nulls":5},"编制单位盖章："]
["工程名称：常平沙湖口水质净化厂分布式光伏发电项目-装饰钢结构部分",{"$nulls":5},"第 4 页  共 5 页"]
["序号","项目编码","项目名称","项目特征描述","计量\n单位","工程数量","金额（元）"]
[{"$nulls":6},"综合单价","合价"]
[20,"010606001033","系杆","1.构件类型:圆管系杆\n2.钢材品种:Q235B\n3.钢材规格:Φ89*3.0\n4.其他:按技术规范及设计图纸完成清单项目所需的一切相关工作","t","2.07"]
[21,"010606001034","拉杆","1.构件类型:U型拉杆\n2.钢材品种:S350GD+ZM275\n3.钢材规格:U41*41*2.0\n4.其他:按技术规范及设计图纸完成清单项目所需的一切相关工作","t","0.179"]
[22,"010606006004","维护通道","1.名称:维护通道\n2.盖板规格型号:S350GD+ZM275\n3.30*30*3方通(Q235)\n4.具体详见图纸CS-GF-05大样\n5.其他:按技术规范及设计图纸完成清单项目所需的一切相关工作","t","0.913"]
[23,"040602038010","M型水槽","1.名称:M型水槽\n2.材质:S350GD+ZM275\n3.具体详见图纸CS-GF-05大样\n4.其他:按技术规范及设计图纸完成清单项目所需的一切相关工作","m","3441.28"]
[24,"040602038011","横向水槽","1.名称:横向水槽\n2.材质:S350GD+ZM275\n3.具体详见图纸CS-GF-05大样\n4.其他:按技术规范及设计图纸完成清单项目所需的一切相关工作","m","1456.47"]
[25,"040602038012","汇水槽","1.名称:汇水槽\n2.材质:S350GD+ZM275\n3.具体详见图纸CS-GF-05大样\n4.其他:按技术规范及设计图纸完成清单项目所需的一切相关工作","m","611.38"]
["本页小计"]
["编制人：                                   证号：                                 编制日期："]
["工程量清单综合单价报价表"]
[{"$nulls":5},"编制单位盖章："]
["工程名称：常平沙湖口水质净化厂分布式光伏发电项目-装饰钢结构部分",{"$nulls":5},"第 5 页  共 5 页"]
["序号","项目编码","项目名称","项目特征描述","计量\n单位","工程数量","金额（元）"]
[{"$nulls":6},"综合单价","合价"]
[26,"010516001007","螺栓","1.螺栓种类:M12化学锚栓\n2.其他:按技术规范及设计图纸完成清单项目所需的一切相关工作","套","1560"]
[null,null,"【金属结构工程】分部小计"]
[null,null,"A.16 拆除工程"]
[27,"011607001004","原有屋面拆除","1.原有屋面拆除\n2.废料运距按15km考虑\n3.其他:按技术规范及设计图纸完成清单项目所需的一切相关工作","m2","196.48"]
[null,null,"【拆除工程】分部小计"]
{"$rows_empty":21}
["本页小计"]
["合  计"]
["编制人：                                   证号：                                 编制日期："]

{"sheet":"工程量清单报价汇总表【常平沙湖口水质净化厂分布式光伏发电项","index":15,"n_rows":22,"n_cols":7,"rows_kept":22,"merged":[[0,0,0,6],[1,0,1,2],[1,4,1,6],[2,2,2,4],[3,2,3,4],[4,2,4,4],[5,2,5,4],[6,2,6,4],[7,2,7,4],[8,2,8,4],[9,2,9,4],[10,2,10,4],[11,2,11,4],[12,2,12,4],[13,2,13,4],[14,2,14,4],[15,2,15,4],[16,2,16,4],[17,2,17,4],[18,2,18,4],[19,2,19,4],[20,2,20,4],[21,2,21,4],[22,2,22,4],[23,2,23,4],[24,2,24,4],[25,2,25,4],[26,2,26,4],[27,2,27,4],[28,2,28,4],[29,2,29,4],[30,2,30,4],[31,2,31,4],[32,2,32,4],[33,2,33,4],[34,2,34,4],[35,2,35,4],[36,2,36,4]]}
["工程量清单报价汇总表"]
["工程名称：常平沙湖口水质净化厂分布式光伏发电项目-安装部分",{"$nulls":3},"第 1 页  共 1 页"]
["序号","费用名称","基数说明",null,null,"费率(%)","金额"]
["1","分部分项合计","分部分项合计"]
["2","措施合计","绿色施工安全防护措施费+其他措施费"]
["2.1","绿色施工安全防护措施费","安全及文明施工措施费"]
["2.2","其他措施费","其他措施费"]
["3","其他项目","其他项目合计"]
["3.1","暂列金额","暂列金额"]
["3.2","暂估价","暂估价合计"]
["3.3","计日工","计日工"]
["3.4","总承包服务费","总承包服务费"]
["3.5","预算包干费","预算包干费"]
["3.6","工程优质费","工程优质费"]
["3.7","概算幅度差","概算幅度差"]
["3.8","索赔费用","索赔费用"]
["3.9","现场签证费用","现场签证费用"]
["3.10","其他费用","其他费用"]
["4","税前工程造价","分部分项合计+措施合计+其他项目"]
["5","增值税销项税额","分部分项合计+措施合计+其他项目"]
["6","总造价","分部分项合计+措施合计+其他项目+增值税销项税额"]
["7","人工费","分部分项人工费+技术措施项目人工费+机上人工费"]

{"sheet":"分部分项工程量清单与计价表【常平沙湖口水质净化厂分布式光伏","index":16,"n_rows":188,"n_cols":10,"rows_kept":188,"merged":[[0,0,0,9],[1,0,1,4],[1,5,1,6],[1,7,1,9],[2,0,3,0],[2,1,3,1],[2,2,3,2],[2,3,3,3],[2,4,3,5],[2,6,3,7],[2,8,2,9],[4,2,4,3],[4,4,4,5],[4,6,4,7],[5,2,5,3],[5,4,5,5],[5,6,5,7],[6,4,6,5],[6,6,6,7],[7,4,7,5],[7,6,7,7],[8,4,8,5],[8,6,8,7],[9,4,9,5],[9,6,9,7],[10,4,10,5],[10,6,10,7],[11,0,11,8],[12,0,12,4],[12,5,12,6],[12,7,12,9],[13,0,13,9],[14,0,14,4],[14,5,14,6],[14,7,14,9],[15,0,16,0],[15,1,16,1],[15,2,16,2],[15,3,16,3],[15,4,16,5],[15,6,16,7],[15,8,15,9],[17,4,17,5],[17,6,17,7],[18,4,18,5],[18,6,18,7],[19,4,19,5],[19,6,19,7],[20,4,20,5],[20,6,20,7],[21,4,21,5],[21,6,21,7],[22,4,22,5],[22,6,22,7],[23,4,23,5],[23,6,23,7],[24,0,24,8],[25,0,25,4],[25,5,25,6],[25,7,25,9],[26,0,26,9],[27,0,27,4],[27,5,27,6],[27,7,27,9],[28,0,29,0],[28,1,29,1],[28,2,29,2],[28,3,29,3],[28,4,29,5],[28,6,29,7],[28,8,28,9],[30,4,30,5],[30,6,30,7],[31,4,31,5],[31,6,31,7],[32,4,32,5],[32,6,32,7],[33,4,33,5],[33,6,33,7],[34,4,34,5],[34,6,34,7],[35,4,35,5],[35,6,35,7],[36,0,36,8],[37,0,37,4],[37,5,37,6],[37,7,37,9],[38,0,38,9],[39,0,39,4],[39,5,39,6],[39,7,39,9],[40,0,41,0],[40,1,41,1],[40,2,41,2],[40,3,41,3],[40,4,41,5],[40,6,41,7],[40,8,40,9],[42,4,42,5],[42,6,42,7],[43,4,43,5],[43,6,43,7],[44,4,44,5],[44,6,44,7],[45,4,45,5],[45,6,45,7],[46,4,46,5],[46,6,46,7],[47,4,47,5],[47,6,47,7],[48,4,48,5],[48,6,48,7],[49,0,49,8],[50,0,50,4],[50,5,50,6],[50,7,50,9],[51,0,51,9],[52,0,52,4],[52,5,52,6],[52,7,52,9],[53,0,54,0],[53,1,54,1],[53,2,54,2],[53,3,54,3],[53,4,54,5],[53,6,54,7],[53,8,53,9],[55,4,55,5],[55,6,55,7],[56,4,56,5],[56,6,56,7],[57,4,57,5],[57,6,57,7],[58,4,58,5],[58,6,58,7],[59,4,59,5],[59,6,59,7],[60,4,60,5],[60,6,60,7],[61,0,61,8],[62,0,62,4],[62,5,62,6],[62,7,62,9],[63,0,63,9],[64,0,64,4],[64,5,64,6],[64,7,64,9],[65,0,66,0],[65,1,66,1],[65,2,66,2],[65,3,66,3],[65,4,66,5],[65,6,66,7],[65,8,65,9],[67,4,67,5],[67,6,67,7],[68,4,68,5],[68,6,68,7],[69,4,69,5],[69,6,69,7],[70,4,70,5],[70,6,70,7],[71,4,71,5],[71,6,71,7],[72,4,72,5],[72,6,72,7],[73,4,73,5],[73,6,73,7],[74,0,74,8],[75,0,75,4],[75,5,75,6],[75,7,75,9],[76,0,76,9],[77,0,77,4],[77,5,77,6],[77,7,77,9],[78,0,79,0],[78,1,79,1],[78,2,79,2],[78,3,79,3],[78,4,79,5],[78,6,79,7],[78,8,78,9],[80,4,80,5],[80,6,80,7],[81,4,81,5],[81,6,81,7],[82,4,82,5],[82,6,82,7],[83,4,83,5],[83,6,83,7],[84,4,84,5],[84,6,84,7],[85,4,85,5],[85,6,85,7],[86,0,86,8],[87,0,87,4],[87,5,87,6],[87,7,87,9],[88,0,88,9],[89,0,89,4],[89,5,89,6],[89,7,89,9],[90,0,91,0],[90,1,91,1],[90,2,91,2],[90,3,91,3],[90,4,91,5],[90,6,91,7],[90,8,90,9],[92,4,92,5],[92,6,92,7],[93,2,93,3],[93,4,93,5],[93,6,93,7],[94,2,94,3],[94,4,94,5],[94,6,94,7],[95,4,95,5],[95,6,95,7],[96,4,96,5],[96,6,96,7],[97,4,97,5],[97,6,97,7],[98,4,98,5],[98,6,98,7],[99,4,99,5],[99,6,99,7],[100,2,100,3],[100,4,100,5],[100,6,100,7],[101,2,101,3],[101,4,101,5],[101,6,101,7],[102,0,102,8],[103,0,103,4],[103,5,103,6],[103,7,103,9],[104,0,104,9],[105,0,105,4],[105,5,105,6],[105,7,105,9],[106,0,107,0],[106,1,107,1],[106,2,107,2],[106,3,107,3],[106,4,107,5],[106,6,107,7],[106,8,106,9],[108,4,108,5],[108,6,108,7],[109,4,109,5],[109,6,109,7],[110,4,110,5],[110,6,110,7],[111,4,111,5],[111,6,111,7],[112,4,112,5],[112,6,112,7],[113,2,113,3],[113,4,113,5],[113,6,113,7],[114,2,114,3],[114,4,114,5],[114,6,114,7],[115,4,115,5],[115,6,115,7],[116,4,116,5],[116,6,116,7],[117,0,117,8],[118,0,118,4],[118,5,118,6],[118,7,118,9],[119,0,119,9],[120,0,120,4],[120,5,120,6],[120,7,120,9],[121,0,122,0],[121,1,122,1],[121,2,122,2],[121,3,122,3],[121,4,122,5],[121,6,122,7],[121,8,121,9],[123,4,123,5],[123,6,123,7],[124,4,124,5],[124,6,124,7],[125,4,125,5],[125,6,125,7],[126,4,126,5],[126,6,126,7],[127,4,127,5],[127,6,127,7],[128,4,128,5],[128,6,128,7],[129,4,129,5],[129,6,129,7],[130,4,130,5],[130,6,130,7],[131,0,131,8],[132,0,132,4],[132,5,132,6],[132,7,132,9],[133,0,133,9],[134,0,134,4],[134,5,134,6],[134,7,134,9],[135,0,136,0],[135,1,136,1],[135,2,136,2],[135,3,136,3],[135,4,136,5],[135,6,136,7],[135,8,135,9],[137,4,137,5],[137,6,137,7],[138,4,138,5],[138,6,138,7],[139,4,139,5],[139,6,139,7],[140,4,140,5],[140,6,140,7],[141,4,141,5],[141,6,141,7],[142,4,142,5],[142,6,142,7],[143,2,143,3],[143,4,143,5],[143,6,143,7],[144,2,144,3],[144,4,144,5],[144,6,144,7],[145,4,145,5],[145,6,145,7],[146,0,146,8],[147,0,147,4],[147,5,147,6],[147,7,147,9],[148,0,148,9],[149,0,149,4],[149,5,149,6],[149,7,149,9],[150,0,151,0],[150,1,151,1],[150,2,151,2],[150,3,151,3],[150,4,151,5],[150,6,151,7],[150,8,150,9],[152,4,152,5],[152,6,152,7],[153,4,153,5],[153,6,153,7],[154,4,154,5],[154,6,154,7],[155,4,155,5],[155,6,155,7],[156,4,156,5],[156,6,156,7],[157,4,157,5],[157,6,157,7],[158,4,158,5],[158,6,158,7],[159,0,159,8],[160,0,160,4],[160,5,160,6],[160,7,160,9],[161,0,161,9],[162,0,162,4],[162,5,162,6],[162,7,162,9],[163,0,164,0],[163,1,164,1],[163,2,164,2],[163,3,164,3],[163,4,164,5],[163,6,164,7],[163,8,163,9],[165,4,165,5],[165,6,165,7],[166,4,166,5],[166,6,166,7],[167,2,167,3],[167,4,167,5],[167,6,167,7],[168,2,168,3],[168,4,168,5],[168,6,168,7],[169,4,169,5],[169,6,169,7],[170,2,170,3],[170,4,170,5],[170,6,170,7],[171,4,171,5],[171,6,171,7],[172,4,172,5],[172,6,172,7],[173,4,173,5],[173,6,173,7],[174,4,174,5],[174,6,174,7],[175,4,175,5],[175,6,175,7],[176,4,176,5],[176,6,176,7],[177,4,177,5],[177,6,177,7],[178,4,178,5],[178,6,178,7],[179,4,179,5],[179,6,179,7],[180,4,180,5],[180,6,180,7],[181,4,181,5],[181,6,181,7],[182,4,182,5],[182,6,182,7],[183,4,183,5],[183,6,183,7],[184,4,184,5],[184,6,184,7],[185,0,185,8],[186,0,186,8],[187,0,187,4],[187,5,187,6],[187,7,187,9]]}
["分部分项工程量清单与计价表"]
["工程名称：常平沙湖口水质净化厂分布式光伏发电项目-安装部分",{"$nulls":6},"(编制单位盖章)"]
["序号","项目编码","项目名称","项目特征描述","计量\n单位",null,"工程量",null,"金额（元）"]
[{"$nulls":8},"综合单价","合价"]
[null,null,"   电气系统"]
[null,null,"   光伏系统"]
[1,"031006005035","620Wp单晶硅光伏组件","1.名称:单晶硅光伏组件\n2.型号:620Wp,组件尺寸：2382*1134*30mm\n3、含铝合金6063-T5压块\n4.本体工程及附件安装\n5.综合考虑完成该工艺的所有施工内容，详见设计图纸及相关规范等\n6.池面上组件","块",null,"1375"]
[2,"031006005036","620Wp单晶硅光伏组件","1.名称:单晶硅光伏组件\n2.型号:620Wp,组件尺寸：2382*1134*30mm\n3、含铝合金6063-T5压块\n4.本体工程及附件安装\n5.综合考虑完成该工艺的所有施工内容，详见设计图纸及相关规范等\n6.屋面上组件","块",null,"2110"]
[3,"030405002063","光伏逆变器","1.名称:30kW逆变器\n2.规格、型号:最大输入电压：1100V 额定电网电压：400Vac\n3.本体工程及附件安装\n4.综合考虑完成该工艺的所有施工内容，详见设计图纸及相关规范等","台",null,"10"]
[4,"030405002064","光伏逆变器","1.名称:36kW逆变器\n2.规格、型号:最大输入电压：1100V 额定电网电压：400Vac\n3.本体工程及附件安装\n4.综合考虑完成该工艺的所有施工内容，详见设计图纸及相关规范范等","台",null,"7"]
[5,"030405002065","光伏逆变器","1.名称:40kW逆变器\n2.规格、型号:最大输入电压：1100V 额定电网电压：400Vac\n3.本体工程及附件安装\n4.综合考虑完成该工艺的所有施工内容，详见设计图纸及相关规范等","台",null,"3"]
["本页小计"]
[{"$nulls":7},"第 1 页  共 13 页"]
["分部分项工程量清单与计价表"]
["工程名称：常平沙湖口水质净化厂分布式光伏发电项目-安装部分",{"$nulls":6},"(编制单位盖章)"]
["序号","项目编码","项目名称","项目特征描述","计量\n单位",null,"工程量",null,"金额（元）"]
[{"$nulls":8},"综合单价","合价"]
[6,"030405002066","光伏逆变器","1.名称:100kW逆变器\n2.规格、型号:最大输入电压：1100V 额定电网电压：400Vac\n3.本体工程及附件安装\n4.综合考虑完成该工艺的所有施工内容，详见设计图纸及相关规范等","台",null,"6"]
[7,"030405002067","光伏逆变器","1.名称:150kW逆变器\n2.规格、型号:最大输入电压：1100V 额定电网电压：400Vac\n3.本体工程及附件安装\n4.综合考虑完成该工艺的所有施工内容，详见设计图纸及相关规范等","台",null,"5"]
[8,"030404017059","汇流箱 2进1出","1.名称:汇流箱 2进1出\n2.本体工程及附件安装\n3.综合考虑完成该工艺的所有施工内容，详见设计图纸及相关规范等","台",null,"4"]
[9,"030404017060","汇流箱 3进1出","1.名称:汇流箱 3进1出\n2.本体工程及附件安装\n3.综合考虑完成该工艺的所有施工内容，详见设计图纸及相关规范等","台",null,"3"]
[10,"030404017061","汇流箱 5进1出","1.名称:汇流箱 5进1出\n2.本体工程及附件安装\n3.综合考虑完成该工艺的所有施工内容，详见设计图纸及相关规范等","台",null,"1"]
[11,"030408001117","电力电缆","1.名称:光伏电缆\n2.规格、型号:PV1-F 1x4\n3.敷设方式:综合考虑\n4.综合考虑完成该工艺的所有施工内容，详见设计图纸及相关规范等","m",null,"19512.6"]
[12,"030408001118","电力电缆","1.名称:电力电缆 \n2.型号:ZRC-YJV\n3.规格:4*16\n4.材质:铜芯\n5.电压等级(kV):0.6/1kV\n6.综合考虑完成该工艺的所有施工内容，详见设计图纸及相关规范等","m",null,"415.79"]
["本页小计"]
[{"$nulls":7},"第 2 页  共 13 页"]
["分部分项工程量清单与计价表"]
["工程名称：常平沙湖口水质净化厂分布式光伏发电项目-安装部分",{"$nulls":6},"(编制单位盖章)"]
["序号","项目编码","项目名称","项目特征描述","计量\n单位",null,"工程量",null,"金额（元）"]
[{"$nulls":8},"综合单价","合价"]
[13,"030408001119","电力电缆","1.名称:电力电缆 \n2.型号:ZC-YJV\n3.规格:3*25+1*16\n4.材质:铜芯\n5.电压等级(kV):0.6/1kV\n6.综合考虑完成该工艺的所有施工内容，详见设计图纸及相关规范等","m",null,"63.13"]
[14,"030408001120","电力电缆","1.名称:电力电缆 \n2.型号:ZC-YJV\n3.规格:3*35+1*16\n4.材质:铜芯\n5.电压等级(kV):0.6/1kV\n6.综合考虑完成该工艺的所有施工内容，详见设计图纸及相关规范等","m",null,"109.73"]
[15,"030408001121","电力电缆","1.名称:电力电缆 \n2.型号:ZRC-YJV\n3.规格:3*70+1*35\n4.材质:铜芯\n5.电压等级(kV):0.6/1kV\n6.综合考虑完成该工艺的所有施工内容，详见设计图纸及相关规范等","m",null,"1113.12"]
[16,"030408001122","电力电缆","1.名称:电力电缆 \n2.型号:ZRC-YJV\n3.规格:3*150+1*70\n4.材质:铜芯\n5.电压等级(kV):0.6/1kV\n6.综合考虑完成该工艺的所有施工内容，详见设计图纸及相关规范等","m",null,"1327.85"]
[17,"030408001123","电力电缆","1.名称:电力电缆 \n2.型号:ZRC-YJV\n3.规格:3*240+1*120\n4.材质:铜芯\n5.电压等级(kV):0.6/1kV\n6.综合考虑完成该工艺的所有施工内容，详见设计图纸及相关规范等","m",null,"134.01"]
[18,"030408006080","电力电缆头","1.名称:电缆终端头\n2.规格、型号:16mm2以下\n3.综合考虑完成该工艺的所有施工内容，详见设计图纸及相关规范等","个",null,"40"]
["本页小计"]
[{"$nulls":7},"第 3 页  共 13 页"]
["分部分项工程量清单与计价表"]
["工程名称：常平沙湖口水质净化厂分布式光伏发电项目-安装部分",{"$nulls":6},"(编制单位盖章)"]
["序号","项目编码","项目名称","项目特征描述","计量\n单位",null,"工程量",null,"金额（元）"]
[{"$nulls":8},"综合单价","合价"]
[19,"030408006081","电力电缆头","1.名称:电缆终端头\n2.规格、型号:35mm2以下\n3.综合考虑完成该工艺的所有施工内容，详见设计图纸及相关规范等","个",null,"4"]
[20,"030408006082","电力电缆头","1.名称:电缆终端头\n2.规格、型号:70mm2以下\n3.综合考虑完成该工艺的所有施工内容，详见设计图纸及相关规范等","个",null,"16"]
[21,"030408006083","电力电缆头","1.名称:电缆终端头\n2.规格、型号:185mm2以下\n3.综合考虑完成该工艺的所有施工内容，详见设计图纸及相关规范","个",null,"18"]
[22,"030408006084","电力电缆头","1.名称:电缆终端头\n2.规格、型号:240mm2以下\n3.综合考虑完成该工艺的所有施工内容，详见设计图纸及相关规范","个",null,"16"]
[23,"030411003070","线槽（含辅件）","1.名称:线槽（含辅件）\n2.规格：300*150*1.2\n3.含连接件等\n4.本体工程及附件安装\n5.综合考虑完成该工艺的所有施工内容，详见设计图纸及相关规范等","m",null,"18.86"]
[24,"030411003071","线槽（含辅件）","1.名称:线槽（含辅件）\n2.规格：200*100*1.2\n3.含支架等\n4.本体工程及附件安装\n5.综合考虑完成该工艺的所有施工内容，详见设计图纸及相关规范等","m",null,"217.71"]
[25,"030411003072","线槽（含辅件）","1.名称:线槽（含辅件）\n2.规格、型号:100×50*0.8\n3.含连接件等\n4.本体工程及附件安装\n5.综合考虑完成该工艺的所有施工内容，详见设计图纸及相关规范范等","m",null,"974.26"]
["本页小计"]
[{"$nulls":7},"第 4 页  共 13 页"]
["分部分项工程量清单与计价表"]
["工程名称：常平沙湖口水质净化厂分布式光伏发电项目-安装部分",{"$nulls":6},"(编制单位盖章)"]
["序号","项目编码","项目名称","项目特征描述","计量\n单位",null,"工程量",null,"金额（元）"]
[{"$nulls":8},"综合单价","合价"]
[26,"030411003073","线槽（含辅件）","1.名称:线槽（含辅件）\n2.规格、型号:50×50*0.8\n3.含连接件等\n4.本体工程及附件安装\n5.综合考虑完成该工艺的所有施工内容，详见设计图纸及相关规范范等","m",null,"677.47"]
[27,"030413001018","桥架支架","1.名称:桥架支架\n2.材质:铁构件\n3.规格:综合考虑\n4.综合考虑完成该工艺的所有施工内容，详见设计图纸及相关规范等","kg",null,"583.37"]
[28,"030404004036","并网计量柜","1.名称:并网计量柜\n2.规格、型号:BWG1 2P110，屏柜尺寸：1000×1000×2200\n3.含内部组件组装等\n4.本体工程及附件安装和槽钢支架等\n5.综合考虑完成该工艺的所有施工内容，详见设计图纸及相关规范等","台",null,"1"]
[29,"030404004037","并网计量柜","1.名称:并网计量柜\n2.规格、型号:BWG2 2P209，屏柜尺寸：1000×1000×2200\n3.含内部组件组装等\n4.本体工程及附件安装和槽钢支架等\n5.综合考虑完成该工艺的所有施工内容，详见设计图纸及相关规范等","台",null,"1"]
[30,"030414002018","送配电装置系统","1.名称:送配电装置系统\n2.综合考虑完成该工艺的所有施工内容，详见设计图纸及相关规范等","系统",null,"2"]
[31,"040205001015","电缆井","1.名称:电缆井\n2.规格尺寸:910*1890*900\n3.水泥路面破除及恢复\n4.具体做法详图纸大样\n5.综合考虑完成该工艺的所有施工内容，详见设计图纸及相关规范等","座",null,"5"]
["本页小计"]
[{"$nulls":7},"第 5 页  共 13 页"]
["分部分项工程量清单与计价表"]
["工程名称：常平沙湖口水质净化厂分布式光伏发电项目-安装部分",{"$nulls":6},"(编制单位盖章)"]
["序号","项目编码","项目名称","项目特征描述","计量\n单位",null,"工程量",null,"金额（元）"]
[{"$nulls":8},"综合单价","合价"]
[32,"050307009035","标志牌","1.名称:标志牌\n2.类别:安健环详图、警示牌图、光伏发电站场应急处置卡\n3.规格、型号:1200*800\n4.综合考虑完成该工艺的所有施工内容，详见设计图纸及相关规范等","个",null,"15"]
[33,"050307009036","标志牌","1.名称:标志牌\n2.类别:0.4kV结线图\n3.综合考虑完成该工艺的所有施工内容，详见设计图纸及相关规范等","个",null,"1"]
[34,"040501004046","塑料管","1.名称:3孔埋管\n2.材质及规格:PVC110\n3.具体做法详图纸大样\n4.综合考虑完成该工艺的所有施工内容，详见设计图纸及相关规范等","m",null,"139.54"]
[35,"040501004047","塑料管","1.名称:4孔埋管\n2.材质及规格:PVC110\n3.具体做法详图纸大样\n4.综合考虑完成该工艺的所有施工内容，详见设计图纸及相关规范等","m",null,"2.2"]
[36,"041001001017","拆除路面","1.材质:拆除路面\n2.厚度:25cm\n3.旧路面机械破除\n4.具体做法详图纸大样\n5.综合考虑完成该工艺的所有施工内容，详见设计图纸及相关规范等","m2",null,"29.35"]
[37,"040101002049","挖沟槽土方","1.土壤类别:挖沟槽土方\n2.挖土深度:2m 内\n3.一二类土\n4.具体做法详图纸大样\n5.综合考虑完成该工艺的所有施工内容，详见设计图纸及相关规范等","m3",null,"69.84"]
[38,"040303001017","垫层","1.名称:垫层\n2.材质:石屑\n3.具体做法详图纸大样\n4.综合考虑完成该工艺的所有施工内容，详见设计图纸及相关规范等","m3",null,"11.48"]
["本页小计"]
[{"$nulls":7},"第 6 页  共 13 页"]
["分部分项工程量清单与计价表"]
["工程名称：常平沙湖口水质净化厂分布式光伏发电项目-安装部分",{"$nulls":6},"(编制单位盖章)"]
["序号","项目编码","项目名称","项目特征描述","计量\n单位",null,"工程量",null,"金额（元）"]
[{"$nulls":8},"综合单价","合价"]
[39,"040103001028","回填方","1.名称:回填方\n2.填方材料品种:回填用砂\n3.具体做法详图纸大样\n4.综合考虑完成该工艺的所有施工内容，详见设计图纸及相关规范等","m3",null,"34.49"]
[40,"040202003033","水泥稳定土","1.名称:回填方\n2.填方材料品种:集中拌合水泥石屑混合料 水泥含量 4%\n3.具体做法详图纸大样\n4.综合考虑完成该工艺的所有施工内容，详见设计图纸及相关规范等","m3",null,"18.16"]
[41,"040202003034","水泥稳定土","1.名称:回填方\n2.填方材料品种:集中拌合水泥石屑混合料 水泥含量 6%\n3.具体做法详图纸大样\n4.综合考虑完成该工艺的所有施工内容，详见设计图纸及相关规范等","m3",null,"25.15"]
[42,"040103001029","回填方","1.名称:回填方\n2.填方材料品种:原土\n3.具体做法详图纸大样\n4.综合考虑完成该工艺的所有施工内容，详见设计图纸及相关规范等","m3",null,"27.4"]
[43,"050402002017","现浇混凝土路面","1.名称:现浇混凝土路面\n2.厚度:25cm  C30\n3.具体做法详图纸大样\n4.综合考虑完成该工艺的所有施工内容，详见设计图纸及相关规范等","m2",null,"29.35"]
[44,"040101002050","余方外运","1.土壤类别:余方外运\n2.运距:按15km考虑\n3.一二类土\n4.具体做法详图纸大样\n5.综合考虑完成该工艺的所有施工内容，详见设计图纸及相关规范等","m3",null,"42.44"]
["本页小计"]
[{"$nulls":7},"第 7 页  共 13 页"]
["分部分项工程量清单与计价表"]
["工程名称：常平沙湖口水质净化厂分布式光伏发电项目-安装部分",{"$nulls":6},"(编制单位盖章)"]
["序号","项目编码","项目名称","项目特征描述","计量\n单位",null,"工程量",null,"金额（元）"]
[{"$nulls":8},"综合单价","合价"]
[45,"040101002051","余方外运","1.土壤类别:余方外运\n2.运距:按15km考虑\n3.路面块料\n4.具体做法详图纸大样\n5.综合考虑完成该工艺的所有施工内容，详见设计图纸及相关规范等","m3",null,"29.35"]
[null,null,"【光伏系统】分部小计"]
[null,null,"   照明系统"]
[46,"030412001011","普通灯具","1.名称:普通灯具\n2.规格:28W\n3.综合考虑完成该工艺的所有施工内容，详见设计图纸及相关规范等","套",null,"42"]
[47,"030408001124","电力电缆","1.名称:电力电缆 \n2.型号:ZRA-YJV\n3.规格:3*2.5\n4.材质:铜芯\n5.电压等级(kV):0.6/1kV\n6.综合考虑完成该工艺的所有施工内容，详见设计图纸及相关规范等","m",null,"1094.79"]
[48,"030404017062","配电箱","1.型号:照明配电箱\n2.规格:非标\n3.综合考虑完成该工艺的所有施工内容，详见设计图纸及相关规范等","台",null,"3"]
[49,"030411006025","接线盒","1.名称:接线盒\n2.材质:塑料\n3.规格:86型\n4.安装形式:明装\n5.综合考虑完成该工艺的所有施工内容，详见设计图纸及相关规范等","个",null,"42"]
[50,"030411001028","配管","1.名称:PVC电线管\n2.规格、型号:Φ25\n3.敷设方式:综合考虑\n4.综合考虑完成该工艺的所有施工内容，详见设计图纸及相关规范等","m",null,"1007.21"]
[null,null,"【照明系统】分部小计"]
[null,null,"   防雷接地系统"]
["本页小计"]
[{"$nulls":7},"第 8 页  共 13 页"]
["分部分项工程量清单与计价表"]
["工程名称：常平沙湖口水质净化厂分布式光伏发电项目-安装部分",{"$nulls":6},"(编制单位盖章)"]
["序号","项目编码","项目名称","项目特征描述","计量\n单位",null,"工程量",null,"金额（元）"]
[{"$nulls":8},"综合单价","合价"]
[51,"030409002015","接地母线","1.名称:接地扁钢\n2.规格、型号:热镀锌扁钢 -40×4\n3.综合考虑完成该工艺的所有施工内容，详见设计图纸及相关规范等","m",null,"2830.02"]
[52,"030409003029","避雷引下线","1.名称:避雷引下线\n2.材质:镀锌扁钢\n3.规格:40*4\n4.断接卡子:含断接卡子\n5.综合考虑完成该工艺的所有施工内容，详见设计图纸及相关规范等","m",null,"142.86"]
[53,"030409003030","断接卡子","1.名称:断接卡子制作、安装\n2.材质:镀锌扁钢\n3.规格:40*4\n4.综合考虑完成该工艺的所有施工内容，详见设计图纸及相关规范等","套",null,"64"]
[54,"030411004037","接地线","1.名称:接地跨接线\n2.规格、型号:BVR-1×4\n3.综合考虑完成该工艺的所有施工内容，详见设计图纸及相关规范等","处",null,"3485"]
[55,"040807003013","接地装置调试","1.名称:接地装置调试 接地网\n2.综合考虑完成该工艺的所有施工内容，详见设计图纸及相关规范等","系统",null,"15"]
[null,null,"【防雷接地系统】分部小计"]
[null,null,"   弱电系统"]
[56,"030404017063","配电箱","1.名称:监控防水箱\n2.综合考虑完成该工艺的所有施工内容，详见设计图纸及相关规范等","台",null,"15"]
[57,"030607006018","数据采集器","1.名称:数据采集器\n2.型号:符合设计需求及满足现场设备需求\n3.规格:225*160*44\n4.功能:设备安装及调试\n5.综合考虑完成该工艺的所有施工内容，详见设计图纸及相关规范等","套",null,"1"]
["本页小计"]
[{"$nulls":7},"第 9 页  共 13 页"]
["分部分项工程量清单与计价表"]
["工程名称：常平沙湖口水质净化厂分布式光伏发电项目-安装部分",{"$nulls":6},"(编制单位盖章)"]
["序号","项目编码","项目名称","项目特征描述","计量\n单位",null,"工程量",null,"金额（元）"]
[{"$nulls":8},"综合单价","合价"]
[58,"030502001018","机柜、机架","1.名称:网络机柜6U壁挂式\n2.规格:宽550*深400*高300\n3.安装方式:室内壁装\n4.综合考虑完成该工艺的所有施工内容，详见设计图纸及相关规范等","台",null,"1"]
[59,"030501012034","交换机","1.名称:交换机\n2.功能:16口，带POE\n3.综合考虑完成该工艺的所有施工内容，详见设计图纸及相关规范等","台",null,"1"]
[60,"030501012035","交换机","1.名称:交换机\n2.功能:8口，带POE\n3.综合考虑完成该工艺的所有施工内容，详见设计图纸及相关规范等","台",null,"15"]
[61,"040205020032","监控摄像机","1.类型:红外高清高速球机\n2.规格、型号:400w像素\n3.综合考虑完成该工艺的所有施工内容，详见设计图纸及相关规范等","台",null,"30"]
[62,"040205020033","摄像机支架","1.类型:摄像机支架（横梁上安装）\n2.规格、型号:按设备情况确定\n3.支架形式:壁挂式支架\n4.综合考虑完成该工艺的所有施工内容，详见设计图纸及相关规范等","台",null,"30"]
[63,"030506008018","视频系统调试","1.名称:安全防范分系统调试 电视监控系统 摄像机\n2.综合考虑完成该工艺的所有施工内容，详见设计图纸及相关规范等","系统",null,"30"]
[64,"030409010018","浪涌保护器","1.名称:浪涌保护器\n2.综合考虑完成该工艺的所有施工内容，详见设计图纸及相关规范等","个",null,"30"]
[65,"030501010018","光纤收发器","1.名称:光纤收发器\n2.类别:千兆单模单纤\n3.综合考虑完成该工艺的所有施工内容，详见设计图纸及相关规范等","台",null,"16"]
["本页小计"]
[{"$nulls":7},"第 10 页  共 13 页"]
["分部分项工程量清单与计价表"]
["工程名称：常平沙湖口水质净化厂分布式光伏发电项目-安装部分",{"$nulls":6},"(编制单位盖章)"]
["序号","项目编码","项目名称","项目特征描述","计量\n单位",null,"工程量",null,"金额（元）"]
[{"$nulls":8},"综合单价","合价"]
[66,"030502009017","尾纤","1.名称:尾纤\n2.类别:单模单纤\n3.综合考虑完成该工艺的所有施工内容，详见设计图纸及相关规范等","条",null,"15"]
[67,"030502007018","光缆","1.名称:光缆\n2.规格:8芯\n3.综合考虑完成该工艺的所有施工内容，详见设计图纸及相关规范等","m",null,"7910.07"]
[68,"030502005018","双绞线缆","1.名称:双绞线缆\n2.规格:超六类网线\n3.线缆对数:CAT6E\n4.敷设方式:管槽内安装\n5.综合考虑完成该工艺的所有施工内容，详见设计图纸及相关规范等","m",null,"1182.73"]
[69,"030411001029","配管","1.名称:PVC电线管\n2.规格、型号:Φ25\n3.敷设方式:综合考虑\n4.综合考虑完成该工艺的所有施工内容，详见设计图纸及相关规范等","m",null,"9271.07"]
[70,"030411004038","配线","1.名称:配线\n2.型号:ZR-RVSP\n3.规格:2*1.0\n4.材质:铜\n5.综合考虑完成该工艺的所有施工内容，详见设计图纸及相关规范等","m",null,"204.67"]
[71,"030411006026","接线盒","1.名称:接线盒安装 普通接线盒 明装\n2.综合考虑完成该工艺的所有施工内容，详见设计图纸及相关规范等","个",null,"30"]
[null,null,"【弱电系统】分部小计"]
[null,null,"   清洗系统"]
[72,"030901011018","给水栓","1.安装方式:给水栓\n2.型号、规格:DN32\n3.综合考虑完成该工艺的所有施工内容，详见设计图纸及相关规范等","套",null,"63"]
["本页小计"]
[{"$nulls":7},"第 11 页  共 13 页"]
["分部分项工程量清单与计价表"]
["工程名称：常平沙湖口水质净化厂分布式光伏发电项目-安装部分",{"$nulls":6},"(编制单位盖章)"]
["序号","项目编码","项目名称","项目特征描述","计量\n单位",null,"工程量",null,"金额（元）"]
[{"$nulls":8},"综合单价","合价"]
[73,"030109012016","增压泵","1.名称:增压泵\n2.型号:电压：220V  进出口径：DN32    扬程：≥25m\n3.功能:设备安装及调试\n4.综合考虑完成该工艺的所有施工内容，详见设计图纸及相关规范等","台",null,"15"]
[74,"031001006035","塑料管","1.名称:PPR给水管\n2.规格、型号:DN32\n3.连接形式:热熔\n4.综合考虑完成该工艺的所有施工内容，详见设计图纸及相关规范等","m",null,"1407.31"]
[75,"031003013018","水表","1.名称:水表组\n2.规格、型号:DN32\n3.连接形式:热熔\n4.其他:包含1个水表，1个截止阀\n5.综合考虑完成该工艺的所有施工内容，详见设计图纸及相关规范等","组",null,"15"]
[76,"031003001035","截止阀","1.类型:截止阀\n2.规格、压力等级:DN32\n3.综合考虑完成该工艺的所有施工内容，详见设计图纸及相关规范等","个",null,"15"]
[77,"031003001036","止回阀","1.类型:止回阀\n2.规格、压力等级:DN32\n3.综合考虑完成该工艺的所有施工内容，详见设计图纸及相关规范等","个",null,"15"]
[78,"030601002018","压力仪表","1.类型:压力表\n2.综合考虑完成该工艺的所有施工内容，详见设计图纸及相关规范等","台",null,"15"]
[79,"031002001018","管道支架","1.材质:管道支架\n2.管架形式:综合考虑\n3.综合考虑完成该工艺的所有施工内容，详见设计图纸及相关规范等","kg",null,"136.45"]
["本页小计"]
[{"$nulls":7},"第 12 页  共 13 页"]
["分部分项工程量清单与计价表"]
["工程名称：常平沙湖口水质净化厂分布式光伏发电项目-安装部分",{"$nulls":6},"(编制单位盖章)"]
["序号","项目编码","项目名称","项目特征描述","计量\n单位",null,"工程量",null,"金额（元）"]
[{"$nulls":8},"综合单价","合价"]
[80,"030901013018","灭火器","1.名称:手提式灭火器\n2.类别:水基型MQ6\n3.规格、型号:含2具灭火器一个箱体\n4.综合考虑完成该工艺的所有施工内容，详见设计图纸及相关规范等","具",null,"31"]
[81,"031001006036","塑料管","1.安装部位:室外塑料排水管\n2.介质:雨水\n3.材质、规格:PVC-100\n4.连接形式:粘接\n5.综合考虑完成该工艺的所有施工内容，详见设计图纸及相关规范等","m",null,"21"]
[null,null,"【清洗系统】分部小计"]
[null,null,"   防护措施及物探"]
[82,"030310004017","物探费","1.名称:开挖管道探测费\n2.综合考虑完成该工艺的所有施工内容，详见设计图纸及相关规范等","m",null,"141.74"]
[null,null,"【防护措施及物探】分部小计"]
{"$rows_empty":14}
["本页小计"]
["合  计"]
[{"$nulls":7},"第 13 页  共 13 页"]

{"sheet":"工程量清单总价表【东城温塘水质净化厂分布式光伏发电项目-装","index":17,"n_rows":38,"n_cols":5,"rows_kept":38,"merged":[[0,0,0,4],[1,0,1,2],[1,3,1,4],[2,0,2,2],[36,0,36,1],[37,0,37,4]]}
["工程量清单总价表"]
[{"$nulls":3},"编制单位盖章："]
["工程名称：东城温塘水质净化厂分布式光伏发电项目-装饰钢结构部分",{"$nulls":3},"第 1 页  共 1 页"]
["序号","项目名称","取费基数","费率(%)","金额:(元)"]
["1","分部分项合计","FBFXHJ"]
["1.1","A.5混凝土及钢筋混凝土工程"]
["1.2","A.6金属结构工程"]
["1.3","A.9屋面及防水工程"]
["1.4","A.16拆除工程"]
["1.5","E.1绿化工程"]
["2","措施合计","_AQWMSGF+_QTCSF"]
["2.1","绿色施工安全防护措施费","AQWMSGF"]
["2.2","其他措施费","QTCSF"]
["3","其他项目","QTXMHJ"]
["3.1","暂列金额","ZLJE"]
["3.2","暂估价","ZGJHJ"]
["3.3","计日工","JRG"]
["3.4","总承包服务费","ZCBFWF"]
["3.5","预算包干费","YSBGF"]
["3.6","工程优质费","GCYZF"]
["3.7","概算幅度差","GSFDC"]
["3.8","索赔费用","SPFY"]
["3.9","现场签证费用","XCQZFY"]
["3.10","其他费用","QTFY"]
["4","税前工程造价","_FHJ+_CHJ+_QTXM"]
["5","增值税销项税额","_FHJ+_CHJ+_QTXM"]
["6","总造价","_FHJ+_CHJ+_QTXM+_SJ"]
["7","人工费","RGF+JSCS_RGF"]
{"$rows_empty":9}
["编制人：                                   证号：                                 编制日期："]

{"sheet":"工程量清单综合单价报价表-1【东城温塘水质净化厂分布式光伏","index":18,"n_rows":115,"n_cols":8,"rows_kept":115,"merged":[[0,0,0,7],[1,0,1,4],[1,5,1,7],[2,0,2,4],[2,6,2,7],[3,0,4,0],[3,1,4,1],[3,2,4,2],[3,3,4,3],[3,4,4,4],[3,5,4,5],[3,6,3,7],[5,2,5,3],[13,0,13,6],[14,0,14,7],[15,0,15,7],[16,0,16,4],[16,5,16,7],[17,0,17,4],[17,6,17,7],[18,0,19,0],[18,1,19,1],[18,2,19,2],[18,3,19,3],[18,4,19,4],[18,5,19,5],[18,6,18,7],[22,2,22,3],[23,2,23,3],[27,0,27,6],[28,0,28,7],[29,0,29,7],[30,0,30,4],[30,5,30,7],[31,0,31,4],[31,6,31,7],[32,0,33,0],[32,1,33,1],[32,2,33,2],[32,3,33,3],[32,4,33,4],[32,5,33,5],[32,6,32,7],[40,0,40,6],[41,0,41,7],[42,0,42,7],[43,0,43,4],[43,5,43,7],[44,0,44,4],[44,6,44,7],[45,0,46,0],[45,1,46,1],[45,2,46,2],[45,3,46,3],[45,4,46,4],[45,5,46,5],[45,6,45,7],[54,0,54,6],[55,0,55,7],[56,0,56,7],[57,0,57,4],[57,5,57,7],[58,0,58,4],[58,6,58,7],[59,0,60,0],[59,1,60,1],[59,2,60,2],[59,3,60,3],[59,4,60,4],[59,5,60,5],[59,6,59,7],[67,0,67,6],[68,0,68,7],[69,0,69,7],[70,0,70,4],[70,5,70,7],[71,0,71,4],[71,6,71,7],[72,0,73,0],[72,1,73,1],[72,2,73,2],[72,3,73,3],[72,4,73,4],[72,5,73,5],[72,6,72,7],[77,2,77,3],[78,2,78,3],[80,2,80,3],[81,2,81,3],[84,0,84,6],[85,0,85,7],[86,0,86,7],[87,0,87,4],[87,5,87,7],[88,0,88,4],[88,6,88,7],[89,0,90,0],[89,1,90,1],[89,2,90,2],[89,3,90,3],[89,4,90,4],[89,5,90,5],[89,6,89,7],[93,2,93,3],[94,2,94,3],[96,2,96,3],[112,0,112,6],[113,0,113,6],[114,0,114,7]]}
["工程量清单综合单价报价表"]
[{"$nulls":5},"编制单位盖章："]
["工程名称：东城温塘水质净化厂分布式光伏发电项目-装饰钢结构部分",{"$nulls":5},"第 1 页  共 7 页"]
["序号","项目编码","项目名称","项目特征描述","计量\n单位","工程数量","金额（元）"]
[{"$nulls":6},"综合单价","合价"]
[null,null,"A.5 混凝土及钢筋混凝土工程"]
[1,"010501001001","垫层","1.混凝土种类:商品混凝土\n2.混凝土强度等级:C15\n3.含模板制作安装\n4.其他:按技术规范及设计图纸完成清单项目所需的一切相关工作","m3","2.4"]
[2,"010501003001","独立基础","1.混凝土种类:商品混凝土\n2.混凝土强度等级:C30\n3.含模板制作安装\n4.其他:按技术规范及设计图纸完成清单项目所需的一切相关工作","m3","6.8"]
[3,"010509002005","支墩","1.支墩\n2.混凝土强度等级:C25\n3.含模板制作安装\n4.其他:按技术规范及设计图纸完成清单项目所需的一切相关工作","m3","43.25"]
[4,"010515001007","现浇构件钢筋","1.钢筋种类、规格:现浇构件带肋钢筋 φ12-16\n2.其他:按技术规范及设计图纸完成清单项目所需的一切相关工作","t","0.996"]
[5,"010515001008","现浇构件钢筋","1.钢筋种类、规格:现浇构件箍筋 带肋钢筋(HRB400内) φ10以内\n2.其他:按技术规范及设计图纸完成清单项目所需的一切相关工作","t","1.324"]
[6,"010516001008","螺栓","1.螺栓种类:M12*200\n2.规格:U型地脚螺栓\n3.其他:按技术规范及设计图纸完成清单项目所需的一切相关工作","套","593"]
[7,"010902001008","立柱底座卷材防水","1.卷材品种、规格、厚度:3mm自粘型沥青卷材防水\n2.其他:按技术规范及设计图纸完成清单项目所需的一切相关工作","m2","228.1"]
["本页小计"]
["编制人：                                   证号：                                 编制日期："]
["工程量清单综合单价报价表"]
[{"$nulls":5},"编制单位盖章："]
["工程名称：东城温塘水质净化厂分布式光伏发电项目-装饰钢结构部分",{"$nulls":5},"第 2 页  共 7 页"]
["序号","项目编码","项目名称","项目特征描述","计量\n单位","工程数量","金额（元）"]
[{"$nulls":6},"综合单价","合价"]
[8,"010507007005","柱脚包封","1.混凝土种类:素混凝土\n2.混凝土强度等级:C25\n3.含模板制作安装\n4.其他:按技术规范及设计图纸完成清单项目所需的一切相关工作","m3","3.46"]
[9,"010902001009","柱脚包封防水","1.卷材品种、规格、厚度:3mm厚SBS防水卷材\n2.其他:按技术规范及设计图纸完成清单项目所需的一切相关工作","m2","34.56"]
[null,null,"【混凝土及钢筋混凝土工程】分部小计"]
[null,null,"A.6 金属结构工程"]
[10,"010603001004","实腹钢柱","1.柱类型:U型钢柱\n2.钢材品种:S350GD+ZM275\n3.钢材规格:U52*41*2.5\n4.单根柱质量:3t以内\n5.包含柱脚端板、加劲板、三角连接件等\n6.其他:按技术规范及设计图纸完成清单项目所需的一切相关工作","t","0.679"]
[11,"010603002011","空腹钢柱","1.柱类型:镀锌矩管钢柱\n2.钢材品种:Q355B\n3.钢材规格:口100*4\n4.单根柱质量:3t以内\n5.包含柱脚端板、加劲板、三角连接件等\n6.其他:按技术规范及设计图纸完成清单项目所需的一切相关工作","t","3.758"]
[12,"010603002012","空腹钢柱","1.柱类型:镀锌矩管钢柱\n2.钢材品种:Q235B\n3.钢材规格:B150*100*3\n4.单根柱质量:3t以内\n5.包含柱脚端板、加劲板、三角连接件等\n6.其他:按技术规范及设计图纸完成清单项目所需的一切相关工作","t","0.251"]
["本页小计"]
["编制人：                                   证号：                                 编制日期："]
["工程量清单综合单价报价表"]
[{"$nulls":5},"编制单位盖章："]
["工程名称：东城温塘水质净化厂分布式光伏发电项目-装饰钢结构部分",{"$nulls":5},"第 3 页  共 7 页"]
["序号","项目编码","项目名称","项目特征描述","计量\n单位","工程数量","金额（元）"]
[{"$nulls":6},"综合单价","合价"]
[13,"010604001020","钢梁","1.梁类型:U型钢梁\n2.钢材品种:S350GD+ZM275\n3.钢材规格:U52*41*2.5\n4.单根质量:1.5t以内\n5.其他:按技术规范及设计图纸完成清单项目所需的一切相关工作","t","5.713"]
[14,"010604001021","钢梁","1.梁类型:镀锌矩管钢梁\n2.钢材品种:Q355B\n3.钢材规格:口100*50*3\n4.单根质量:1.5t以内\n5.其他:按技术规范及设计图纸完成清单项目所需的一切相关工作","t","2.392"]
[15,"010604001022","钢梁","1.梁类型:镀锌矩管钢梁\n2.钢材品种:Q235B\n3.钢材规格:B150*100*3\n4.单根质量:1.5t以内\n5.其他:按技术规范及设计图纸完成清单项目所需的一切相关工作","t","0.343"]
[16,"010604001023","钢梁","1.梁类型:镀锌矩管钢梁\n2.钢材品种:Q355B\n3.钢材规格:口180*100*4\n4.单根质量:1.5t以内\n5.其他:按技术规范及设计图纸完成清单项目所需的一切相关工作","t","1.542"]
[17,"010606001035","斜撑","1.构件类型:镀锌矩管斜撑\n2.钢材品种:Q235B\n3.钢材规格:口80*3\n4.其他:按技术规范及设计图纸完成清单项目所需的一切相关工作","t","1.506"]
[18,"010606001036","斜撑","1.构件类型:U型斜撑\n2.钢材品种:S350GD+ZM275\n3.钢材规格:U52*41*2.5\n4.其他:按技术规范及设计图纸完成清单项目所需的一切相关工作","t","0.254"]
["本页小计"]
["编制人：                                   证号：                                 编制日期："]
["工程量清单综合单价报价表"]
[{"$nulls":5},"编制单位盖章："]
["工程名称：东城温塘水质净化厂分布式光伏发电项目-装饰钢结构部分",{"$nulls":5},"第 4 页  共 7 页"]
["序号","项目编码","项目名称","项目特征描述","计量\n单位","工程数量","金额（元）"]
[{"$nulls":6},"综合单价","合价"]
[19,"010606001037","斜撑","1.构件类型:镀锌矩管斜撑\n2.钢材品种:Q235B\n3.钢材规格:B40*2\n4.其他:按技术规范及设计图纸完成清单项目所需的一切相关工作","t","0.009"]
[20,"010606001038","钢支撑","1.构件类型:圆钢支撑\n2.钢材品种:Q235B\n3.钢材规格:Φ16\n4.其他:按技术规范及设计图纸完成清单项目所需的一切相关工作","t","0.221"]
[21,"010606001039","系杆","1.构件类型:圆管系杆\n2.钢材品种:Q235B\n3.钢材规格:Φ102*3.0\n4.其他:按技术规范及设计图纸完成清单项目所需的一切相关工作","t","0.541"]
[22,"010606001040","拉杆","1.构件类型:U型拉杆\n2.钢材品种:S350GD+ZM275\n3.钢材规格:U41*41*2.0\n4.其他:按技术规范及设计图纸完成清单项目所需的一切相关工作","t","0.722"]
[23,"010606001041","钢支撑","1.构件类型:圆钢支撑\n2.钢材品种:Q235B\n3.钢材规格:Φ12\n4.其他:按技术规范及设计图纸完成清单项目所需的一切相关工作","t","0.118"]
[24,"010606001042","钢支撑","1.构件类型:圆钢支撑\n2.钢材品种:Q235B\n3.钢材规格:Φ20\n4.其他:按技术规范及设计图纸完成清单项目所需的一切相关工作","t","0.229"]
[25,"010606001043","系杆","1.构件类型:镀锌矩管系杆\n2.钢材品种:Q235B\n3.钢材规格:口50*2\n4.其他:按技术规范及设计图纸完成清单项目所需的一切相关工作","t","2.122"]
["本页小计"]
["编制人：                                   证号：                                 编制日期："]
["工程量清单综合单价报价表"]
[{"$nulls":5},"编制单位盖章："]
["工程名称：东城温塘水质净化厂分布式光伏发电项目-装饰钢结构部分",{"$nulls":5},"第 5 页  共 7 页"]
["序号","项目编码","项目名称","项目特征描述","计量\n单位","工程数量","金额（元）"]
[{"$nulls":6},"综合单价","合价"]
[26,"010606001044","拉条","1.构件类型:圆钢拉条\n2.钢材品种:Q235B\n3.钢材规格:Φ10\n4.其他:按技术规范及设计图纸完成清单项目所需的一切相关工作","t","0.024"]
[27,"010606002015","钢檩条","1.构件类型:镀锌矩管檩条\n2.钢材品种:Q355B\n3.钢材规格:口100*50*3\n4.其他:按技术规范及设计图纸完成清单项目所需的一切相关工作","t","5.466"]
[28,"010606002016","钢檩条","1.构件类型:镀锌矩管檩条\n2.钢材品种:Q355B\n3.钢材规格:口140*80*4\n4.其他:按技术规范及设计图纸完成清单项目所需的一切相关工作","t","4.603"]
[29,"010606002017","钢檩条","1.构件类型:Z型镀锌檩条\n2.钢材品种:Q355B\n3.钢材规格:XZ200*70*20*1.8\n4.其他:按技术规范及设计图纸完成清单项目所需的一切相关工作","t","0.516"]
[30,"010606006005","维护通道","1.名称:维护通道\n2.盖板规格型号:S350GD+ZM275\n3.30*30*3方通(Q235)\n4.具体详见图纸CS-GF-05大样\n5.其他:按技术规范及设计图纸完成清单项目所需的一切相关工作","t","0.209"]
[31,"040602038013","M型水槽","1.名称:M型水槽\n2.材质:S350GD+ZM275\n3.具体详见图纸CS-GF-05大样\n4.其他:按技术规范及设计图纸完成清单项目所需的一切相关工作","m","495.4"]
["本页小计"]
["编制人：                                   证号：                                 编制日期："]
["工程量清单综合单价报价表"]
[{"$nulls":5},"编制单位盖章："]
["工程名称：东城温塘水质净化厂分布式光伏发电项目-装饰钢结构部分",{"$nulls":5},"第 6 页  共 7 页"]
["序号","项目编码","项目名称","项目特征描述","计量\n单位","工程数量","金额（元）"]
[{"$nulls":6},"综合单价","合价"]
[32,"040602038014","横向水槽","1.名称:横向水槽\n2.材质:S350GD+ZM275\n3.具体详见图纸CS-GF-05大样\n4.其他:按技术规范及设计图纸完成清单项目所需的一切相关工作","m","189.21"]
[33,"040602038015","汇水槽","1.名称:汇水槽\n2.材质:S350GD+ZM275\n3.具体详见图纸CS-GF-05大样\n4.其他:按技术规范及设计图纸完成清单项目所需的一切相关工作","m","58.42"]
[34,"010516001009","螺栓","1.螺栓种类:M12化学锚栓\n2.其他:按技术规范及设计图纸完成清单项目所需的一切相关工作","套","96"]
[null,null,"【金属结构工程】分部小计"]
[null,null,"A.9 屋面及防水工程"]
[35,"010902001010","立柱底座卷材防水","1.卷材品种、规格、厚度:3mm自粘型沥青卷材防水\n2.其他:按技术规范及设计图纸完成清单项目所需的一切相关工作","m2","228.1"]
[null,null,"【屋面及防水工程】分部小计"]
[null,null,"A.16 拆除工程"]
[36,"011607001005","原有屋面拆除","1.原有屋面拆除\n2.废料运距按15km考虑\n3.其他:按技术规范及设计图纸完成清单项目所需的一切相关工作","m2","551.48"]
[37,"011611002001","钢柱拆除","1.构件名称:拆除原有车棚钢柱\n2.其他:按技术规范及设计图纸完成清单项目所需的一切相关工作","t","0.161"]
["本页小计"]
["编制人：                                   证号：                                 编制日期："]
["工程量清单综合单价报价表"]
[{"$nulls":5},"编制单位盖章："]
["工程名称：东城温塘水质净化厂分布式光伏发电项目-装饰钢结构部分",{"$nulls":5},"第 7 页  共 7 页"]
["序号","项目编码","项目名称","项目特征描述","计量\n单位","工程数量","金额（元）"]
[{"$nulls":6},"综合单价","合价"]
[38,"011611001001","钢梁拆除","1.构件名称:拆除原有车棚钢梁\n2.其他:按技术规范及设计图纸完成清单项目所需的一切相关工作","t","0.343"]
[39,"011611005001","其他金属构件拆除","1.构件名称:拆除原有车棚除钢柱、钢梁外其他构件\n2.其他:按技术规范及设计图纸完成清单项目所需的一切相关工作","t","0.769"]
[null,null,"【拆除工程】分部小计"]
[null,null,"E.1 绿化工程"]
[40,"050102001001","移栽树木","1.起挖、栽植乔木，胸径30cm内\n2.运距:综合考虑\n3.养护期:1年\n4.含树木支撑\n5.其他:按技术规范及设计图纸完成清单项目所需的一切相关工作","株","2"]
[null,null,"【绿化工程】分部小计"]
{"$rows_empty":15}
["本页小计"]
["合  计"]
["编制人：                                   证号：                                 编制日期："]

{"sheet":"工程量清单报价汇总表【东城温塘水质净化厂分布式光伏发电项目","index":19,"n_rows":22,"n_cols":7,"rows_kept":22,"merged":[[0,0,0,6],[1,0,1,2],[1,4,1,6],[2,2,2,4],[3,2,3,4],[4,2,4,4],[5,2,5,4],[6,2,6,4],[7,2,7,4],[8,2,8,4],[9,2,9,4],[10,2,10,4],[11,2,11,4],[12,2,12,4],[13,2,13,4],[14,2,14,4],[15,2,15,4],[16,2,16,4],[17,2,17,4],[18,2,18,4],[19,2,19,4],[20,2,20,4],[21,2,21,4],[22,2,22,4],[23,2,23,4],[24,2,24,4],[25,2,25,4],[26,2,26,4],[27,2,27,4],[28,2,28,4],[29,2,29,4],[30,2,30,4],[31,2,31,4],[32,2,32,4],[33,2,33,4],[34,2,34,4],[35,2,35,4],[36,2,36,4]]}
["工程量清单报价汇总表"]
["工程名称：东城温塘水质净化厂分布式光伏发电项目-安装部分",{"$nulls":3},"第 1 页  共 1 页"]
["序号","费用名称","基数说明",null,null,"费率(%)","金额"]
["1","分部分项合计","分部分项合计"]
["2","措施合计","绿色施工安全防护措施费+其他措施费"]
["2.1","绿色施工安全防护措施费","安全及文明施工措施费"]
["2.2","其他措施费","其他措施费"]
["3","其他项目","其他项目合计"]
["3.1","暂列金额","暂列金额"]
["3.2","暂估价","暂估价合计"]
["3.3","计日工","计日工"]
["3.4","总承包服务费","总承包服务费"]
["3.5","预算包干费","预算包干费"]
["3.6","工程优质费","工程优质费"]
["3.7","概算幅度差","概算幅度差"]
["3.8","索赔费用","索赔费用"]
["3.9","现场签证费用","现场签证费用"]
["3.10","其他费用","其他费用"]
["4","税前工程造价","分部分项合计+措施合计+其他项目"]
["5","增值税销项税额","分部分项合计+措施合计+其他项目"]
["6","总造价","分部分项合计+措施合计+其他项目+增值税销项税额"]
["7","人工费","分部分项人工费+技术措施项目人工费+机上人工费"]

{"sheet":"分部分项工程量清单与计价表【东城温塘水质净化厂分布式光伏发","index":20,"n_rows":178,"n_cols":10,"rows_kept":178,"merged":[[0,0,0,9],[1,0,1,4],[1,5,1,6],[1,7,1,9],[2,0,3,0],[2,1,3,1],[2,2,3,2],[2,3,3,3],[2,4,3,5],[2,6,3,7],[2,8,2,9],[4,2,4,3],[4,4,4,5],[4,6,4,7],[5,2,5,3],[5,4,5,5],[5,6,5,7],[6,4,6,5],[6,6,6,7],[7,4,7,5],[7,6,7,7],[8,4,8,5],[8,6,8,7],[9,4,9,5],[9,6,9,7],[10,4,10,5],[10,6,10,7],[11,0,11,8],[12,0,12,4],[12,5,12,6],[12,7,12,9],[13,0,13,9],[14,0,14,4],[14,5,14,6],[14,7,14,9],[15,0,16,0],[15,1,16,1],[15,2,16,2],[15,3,16,3],[15,4,16,5],[15,6,16,7],[15,8,15,9],[17,4,17,5],[17,6,17,7],[18,4,18,5],[18,6,18,7],[19,4,19,5],[19,6,19,7],[20,4,20,5],[20,6,20,7],[21,4,21,5],[21,6,21,7],[22,4,22,5],[22,6,22,7],[23,4,23,5],[23,6,23,7],[24,0,24,8],[25,0,25,4],[25,5,25,6],[25,7,25,9],[26,0,26,9],[27,0,27,4],[27,5,27,6],[27,7,27,9],[28,0,29,0],[28,1,29,1],[28,2,29,2],[28,3,29,3],[28,4,29,5],[28,6,29,7],[28,8,28,9],[30,4,30,5],[30,6,30,7],[31,4,31,5],[31,6,31,7],[32,4,32,5],[32,6,32,7],[33,4,33,5],[33,6,33,7],[34,4,34,5],[34,6,34,7],[35,4,35,5],[35,6,35,7],[36,0,36,8],[37,0,37,4],[37,5,37,6],[37,7,37,9],[38,0,38,9],[39,0,39,4],[39,5,39,6],[39,7,39,9],[40,0,41,0],[40,1,41,1],[40,2,41,2],[40,3,41,3],[40,4,41,5],[40,6,41,7],[40,8,40,9],[42,4,42,5],[42,6,42,7],[43,4,43,5],[43,6,43,7],[44,4,44,5],[44,6,44,7],[45,4,45,5],[45,6,45,7],[46,4,46,5],[46,6,46,7],[47,4,47,5],[47,6,47,7],[48,4,48,5],[48,6,48,7],[49,0,49,8],[50,0,50,4],[50,5,50,6],[50,7,50,9],[51,0,51,9],[52,0,52,4],[52,5,52,6],[52,7,52,9],[53,0,54,0],[53,1,54,1],[53,2,54,2],[53,3,54,3],[53,4,54,5],[53,6,54,7],[53,8,53,9],[55,4,55,5],[55,6,55,7],[56,4,56,5],[56,6,56,7],[57,4,57,5],[57,6,57,7],[58,4,58,5],[58,6,58,7],[59,4,59,5],[59,6,59,7],[60,4,60,5],[60,6,60,7],[61,4,61,5],[61,6,61,7],[62,0,62,8],[63,0,63,4],[63,5,63,6],[63,7,63,9],[64,0,64,9],[65,0,65,4],[65,5,65,6],[65,7,65,9],[66,0,67,0],[66,1,67,1],[66,2,67,2],[66,3,67,3],[66,4,67,5],[66,6,67,7],[66,8,66,9],[68,4,68,5],[68,6,68,7],[69,4,69,5],[69,6,69,7],[70,4,70,5],[70,6,70,7],[71,4,71,5],[71,6,71,7],[72,4,72,5],[72,6,72,7],[73,4,73,5],[73,6,73,7],[74,0,74,8],[75,0,75,4],[75,5,75,6],[75,7,75,9],[76,0,76,9],[77,0,77,4],[77,5,77,6],[77,7,77,9],[78,0,79,0],[78,1,79,1],[78,2,79,2],[78,3,79,3],[78,4,79,5],[78,6,79,7],[78,8,78,9],[80,4,80,5],[80,6,80,7],[81,4,81,5],[81,6,81,7],[82,4,82,5],[82,6,82,7],[83,4,83,5],[83,6,83,7],[84,2,84,3],[84,4,84,5],[84,6,84,7],[85,2,85,3],[85,4,85,5],[85,6,85,7],[86,4,86,5],[86,6,86,7],[87,4,87,5],[87,6,87,7],[88,0,88,8],[89,0,89,4],[89,5,89,6],[89,7,89,9],[90,0,90,9],[91,0,91,4],[91,5,91,6],[91,7,91,9],[92,0,93,0],[92,1,93,1],[92,2,93,2],[92,3,93,3],[92,4,93,5],[92,6,93,7],[92,8,92,9],[94,4,94,5],[94,6,94,7],[95,4,95,5],[95,6,95,7],[96,4,96,5],[96,6,96,7],[97,2,97,3],[97,4,97,5],[97,6,97,7],[98,2,98,3],[98,4,98,5],[98,6,98,7],[99,4,99,5],[99,6,99,7],[100,4,100,5],[100,6,100,7],[101,4,101,5],[101,6,101,7],[102,4,102,5],[102,6,102,7],[103,0,103,8],[104,0,104,4],[104,5,104,6],[104,7,104,9],[105,0,105,9],[106,0,106,4],[106,5,106,6],[106,7,106,9],[107,0,108,0],[107,1,108,1],[107,2,108,2],[107,3,108,3],[107,4,108,5],[107,6,108,7],[107,8,107,9],[109,4,109,5],[109,6,109,7],[110,4,110,5],[110,6,110,7],[111,4,111,5],[111,6,111,7],[112,4,112,5],[112,6,112,7],[113,4,113,5],[113,6,113,7],[114,4,114,5],[114,6,114,7],[115,4,115,5],[115,6,115,7],[116,4,116,5],[116,6,116,7],[117,0,117,8],[118,0,118,4],[118,5,118,6],[118,7,118,9],[119,0,119,9],[120,0,120,4],[120,5,120,6],[120,7,120,9],[121,0,122,0],[121,1,122,1],[121,2,122,2],[121,3,122,3],[121,4,122,5],[121,6,122,7],[121,8,121,9],[123,4,123,5],[123,6,123,7],[124,4,124,5],[124,6,124,7],[125,4,125,5],[125,6,125,7],[126,4,126,5],[126,6,126,7],[127,4,127,5],[127,6,127,7],[128,2,128,3],[128,4,128,5],[128,6,128,7],[129,2,129,3],[129,4,129,5],[129,6,129,7],[130,4,130,5],[130,6,130,7],[131,4,131,5],[131,6,131,7],[132,0,132,8],[133,0,133,4],[133,5,133,6],[133,7,133,9],[134,0,134,9],[135,0,135,4],[135,5,135,6],[135,7,135,9],[136,0,137,0],[136,1,137,1],[136,2,137,2],[136,3,137,3],[136,4,137,5],[136,6,137,7],[136,8,136,9],[138,4,138,5],[138,6,138,7],[139,4,139,5],[139,6,139,7],[140,4,140,5],[140,6,140,7],[141,4,141,5],[141,6,141,7],[142,4,142,5],[142,6,142,7],[143,4,143,5],[143,6,143,7],[144,4,144,5],[144,6,144,7],[145,0,145,8],[146,0,146,4],[146,5,146,6],[146,7,146,9],[147,0,147,9],[148,0,148,4],[148,5,148,6],[148,7,148,9],[149,0,150,0],[149,1,150,1],[149,2,150,2],[149,3,150,3],[149,4,150,5],[149,6,150,7],[149,8,149,9],[151,4,151,5],[151,6,151,7],[152,2,152,3],[152,4,152,5],[152,6,152,7],[153,2,153,3],[153,4,153,5],[153,6,153,7],[154,4,154,5],[154,6,154,7],[155,2,155,3],[155,4,155,5],[155,6,155,7],[156,4,156,5],[156,6,156,7],[157,4,157,5],[157,6,157,7],[158,4,158,5],[158,6,158,7],[159,4,159,5],[159,6,159,7],[160,4,160,5],[160,6,160,7],[161,4,161,5],[161,6,161,7],[162,4,162,5],[162,6,162,7],[163,4,163,5],[163,6,163,7],[164,4,164,5],[164,6,164,7],[165,4,165,5],[165,6,165,7],[166,4,166,5],[166,6,166,7],[167,4,167,5],[167,6,167,7],[168,4,168,5],[168,6,168,7],[169,4,169,5],[169,6,169,7],[170,4,170,5],[170,6,170,7],[171,4,171,5],[171,6,171,7],[172,4,172,5],[172,6,172,7],[173,4,173,5],[173,6,173,7],[174,4,174,5],[174,6,174,7],[175,0,175,8],[176,0,176,8],[177,0,177,4],[177,5,177,6],[177,7,177,9]]}
["分部分项工程量清单与计价表"]
["工程名称：东城温塘水质净化厂分布式光伏发电项目-安装部分",{"$nulls":6},"(编制单位盖章)"]
["序号","项目编码","项目名称","项目特征描述","计量\n单位",null,"工程量",null,"金额（元）"]
[{"$nulls":8},"综合单价","合价"]
[null,null,"   电气系统"]
[null,null,"   光伏系统"]
[1,"031006005037","620Wp单晶硅光伏组件","1.名称:单晶硅光伏组件\n2.型号:620Wp,组件尺寸：2382*1134*30mm\n3、含铝合金6063-T5压块\n4.本体工程及附件安装\n5.综合考虑完成该工艺的所有施工内容，详见设计图纸及相关规范等\n6.池面上组件","块",null,"480"]
[2,"031006005038","620Wp单晶硅光伏组件","1.名称:单晶硅光伏组件\n2.型号:620Wp,组件尺寸：2382*1134*30mm\n3、含铝合金6063-T5压块\n4.本体工程及附件安装\n5.综合考虑完成该工艺的所有施工内容，详见设计图纸及相关规范等\n6.屋面上组件","块",null,"621"]
[3,"030405002068","光伏逆变器","1.名称:30kW逆变器\n2.规格、型号:最大输入电压：1100V 额定电网电压：400Vac\n3.本体工程及附件安装\n4.综合考虑完成该工艺的所有施工内容，详见设计图纸及相关规范等","台",null,"2"]
[4,"030405002069","光伏逆变器","1.名称:40kW逆变器\n2.规格、型号:最大输入电压：1100V 额定电网电压：400Vac\n3.本体工程及附件安装\n4.综合考虑完成该工艺的所有施工内容，详见设计图纸及相关规范等","台",null,"2"]
[5,"030405002070","光伏逆变器","1.名称:100kW逆变器\n2.规格、型号:最大输入电压：1100V 额定电网电压：400Vac\n3.本体工程及附件安装\n4.综合考虑完成该工艺的所有施工内容，详见设计图纸及相关规范等","台",null,"2"]
["本页小计"]
[{"$nulls":7},"第 1 页  共 12 页"]
["分部分项工程量清单与计价表"]
["工程名称：东城温塘水质净化厂分布式光伏发电项目-安装部分",{"$nulls":6},"(编制单位盖章)"]
["序号","项目编码","项目名称","项目特征描述","计量\n单位",null,"工程量",null,"金额（元）"]
[{"$nulls":8},"综合单价","合价"]
[6,"030405002071","光伏逆变器","1.名称:150kW逆变器\n2.规格、型号:最大输入电压：1100V 额定电网电压：400Vac\n3.本体工程及附件安装\n4.综合考虑完成该工艺的所有施工内容，详见设计图纸及相关规范等","台",null,"2"]
[7,"030404017064","汇流箱 2进1出","1.名称:汇流箱 2进1出\n2.本体工程及附件安装\n3.综合考虑完成该工艺的所有施工内容，详见设计图纸及相关规范等","台",null,"1"]
[8,"030404017065","汇流箱 3进1出","1.名称:汇流箱 3进1出\n2.本体工程及附件安装\n3.综合考虑完成该工艺的所有施工内容，详见设计图纸及相关规范等","台",null,"1"]
[9,"010401011005","砌筑井","1.名称:单页手井\n2.具体做法详图纸大样\n3.综合考虑完成该工艺的所有施工内容，详见设计图纸及相关规范等","座",null,"5"]
[10,"010401011006","砌筑井","1.名称:简易手井\n2.具体做法详图纸大样\n3.综合考虑完成该工艺的所有施工内容，详见设计图纸及相关规范等","座",null,"10"]
[11,"030408001125","电力电缆","1.名称:光伏电缆\n2.规格、型号:PV1-F 1x4\n3.敷设方式:综合考虑\n4.综合考虑完成该工艺的所有施工内容，详见设计图纸及相关规范等","m",null,"6625.3"]
[12,"030408001126","电力电缆","1.名称:电力电缆 \n2.型号:ZRC-YJV\n3.规格:4*16\n4.材质:铜芯\n5.电压等级(kV):0.6/1kV\n6.综合考虑完成该工艺的所有施工内容，详见设计图纸及相关规范等","m",null,"197.55"]
["本页小计"]
[{"$nulls":7},"第 2 页  共 12 页"]
["分部分项工程量清单与计价表"]
["工程名称：东城温塘水质净化厂分布式光伏发电项目-安装部分",{"$nulls":6},"(编制单位盖章)"]
["序号","项目编码","项目名称","项目特征描述","计量\n单位",null,"工程量",null,"金额（元）"]
[{"$nulls":8},"综合单价","合价"]
[13,"030408001127","电力电缆","1.名称:电力电缆 \n2.型号:ZRC-YJV\n3.规格:3*70+1*35\n4.材质:铜芯\n5.电压等级(kV):0.6/1kV\n6.综合考虑完成该工艺的所有施工内容，详见设计图纸及相关规范等","m",null,"54.83"]
[14,"030408001128","电力电缆","1.名称:电力电缆 \n2.型号:ZC-YJV\n3.规格:3*95+1*50\n4.材质:铜芯\n5.电压等级(kV):0.6/1kV\n6.综合考虑完成该工艺的所有施工内容，详见设计图纸及相关规范等","m",null,"50.26"]
[15,"030408001129","电力电缆","1.名称:电力电缆 \n2.型号:ZRC-YJV\n3.规格:3*150+1*70\n4.材质:铜芯\n5.电压等级(kV):0.6/1kV\n6.综合考虑完成该工艺的所有施工内容，详见设计图纸及相关规范等","m",null,"281.48"]
[16,"030408001130","电力电缆","1.名称:电力电缆 \n2.型号:ZRC-YJV\n3.规格:3*240+1*120\n4.材质:铜芯\n5.电压等级(kV):0.6/1kV\n6.综合考虑完成该工艺的所有施工内容，详见设计图纸及相关规范等","m",null,"103.77"]
[17,"030408006085","电力电缆头","1.名称:电缆终端头\n2.规格、型号:16mm2以下\n3.综合考虑完成该工艺的所有施工内容，详见设计图纸及相关规范等","个",null,"8"]
[18,"030408006086","电力电缆头","1.名称:电缆终端头\n2.规格、型号:70mm2以下\n3.综合考虑完成该工艺的所有施工内容，详见设计图纸及相关规范等","个",null,"4"]
["本页小计"]
[{"$nulls":7},"第 3 页  共 12 页"]
["分部分项工程量清单与计价表"]
["工程名称：东城温塘水质净化厂分布式光伏发电项目-安装部分",{"$nulls":6},"(编制单位盖章)"]
["序号","项目编码","项目名称","项目特征描述","计量\n单位",null,"工程量",null,"金额（元）"]
[{"$nulls":8},"综合单价","合价"]
[19,"030408006087","电力电缆头","1.名称:电缆终端头\n2.规格、型号:120mm2以下\n3.综合考虑完成该工艺的所有施工内容，详见设计图纸及相关规范等","个",null,"4"]
[20,"030408006088","电力电缆头","1.名称:电缆终端头\n2.规格、型号:185mm2以下\n3.综合考虑完成该工艺的所有施工内容，详见设计图纸及相关规范","个",null,"2"]
[21,"030408006089","电力电缆头","1.名称:电缆终端头\n2.规格、型号:240mm2以下\n3.综合考虑完成该工艺的所有施工内容，详见设计图纸及相关规范","个",null,"6"]
[22,"030411003074","线槽（含辅件）","1.名称:线槽（含辅件）\n2.规格：200*50*1.2\n3.含支架等\n4.本体工程及附件安装\n5.综合考虑完成该工艺的所有施工内容，详见设计图纸及相关规范等","m",null,"21.74"]
[23,"030411003075","线槽（含辅件）","1.名称:线槽（含辅件）\n2.规格、型号:100×50*1.0\n3.含连接件等\n4.本体工程及附件安装\n5.综合考虑完成该工艺的所有施工内容，详见设计图纸及相关规范范等","m",null,"165.38"]
[24,"030411003076","线槽（含辅件）","1.名称:线槽（含辅件）\n2.规格、型号:50×50*0.8\n3.含连接件等\n4.本体工程及附件安装\n5.综合考虑完成该工艺的所有施工内容，详见设计图纸及相关规范范等","m",null,"737.14"]
[25,"030413001019","桥架支架","1.名称:桥架支架\n2.材质:铁构件\n3.规格:综合考虑\n4.综合考虑完成该工艺的所有施工内容，详见设计图纸及相关规范等","kg",null,"186.63"]
["本页小计"]
[{"$nulls":7},"第 4 页  共 12 页"]
["分部分项工程量清单与计价表"]
["工程名称：东城温塘水质净化厂分布式光伏发电项目-安装部分",{"$nulls":6},"(编制单位盖章)"]
["序号","项目编码","项目名称","项目特征描述","计量\n单位",null,"工程量",null,"金额（元）"]
[{"$nulls":8},"综合单价","合价"]
[26,"030404004038","并网计量柜","1.名称:并网计量柜\n2.规格、型号:BWG01 P14，屏柜尺寸：800×800×2200\n3.含内部组件组装等\n4.本体工程及附件安装和槽钢支架等\n5.综合考虑完成该工艺的所有施工内容，详见设计图纸及相关规范等","台",null,"1"]
[27,"030414002019","送配电装置系统","1.名称:送配电装置系统\n2.综合考虑完成该工艺的所有施工内容，详见设计图纸及相关规范等","系统",null,"1"]
[28,"040401006003","逆变器遮雨棚","1.名称:逆变器遮雨棚\n2.综合考虑完成该工艺的所有施工内容，详见设计图纸及相关规范等","座",null,"6"]
[29,"050307009037","标志牌","1.名称:标志牌\n2.类别:安健环详图、警示牌图、光伏发电站场应急处置卡\n3.规格、型号:1200*800\n4.综合考虑完成该工艺的所有施工内容，详见设计图纸及相关规范等","个",null,"6"]
[30,"050307009038","标志牌","1.名称:标志牌\n2.类别:0.4kV结线图\n3.综合考虑完成该工艺的所有施工内容，详见设计图纸及相关规范等","个",null,"2"]
[31,"040501004048","塑料管","1.名称:3孔埋管\n2.材质及规格:PVC110\n3.具体做法详图纸大样\n4.综合考虑完成该工艺的所有施工内容，详见设计图纸及相关规范等","m",null,"72.11"]
[32,"040501004049","塑料管","1.名称:4孔埋管\n2.材质及规格:PVC110\n3.具体做法详图纸大样\n4.综合考虑完成该工艺的所有施工内容，详见设计图纸及相关规范等","m",null,"4.64"]
["本页小计"]
[{"$nulls":7},"第 5 页  共 12 页"]
["分部分项工程量清单与计价表"]
["工程名称：东城温塘水质净化厂分布式光伏发电项目-安装部分",{"$nulls":6},"(编制单位盖章)"]
["序号","项目编码","项目名称","项目特征描述","计量\n单位",null,"工程量",null,"金额（元）"]
[{"$nulls":8},"综合单价","合价"]
[33,"041001001018","拆除路面","1.材质:拆除路面\n2.厚度:25cm\n3.旧路面机械破除\n4.具体做法详图纸大样\n5.综合考虑完成该工艺的所有施工内容，详见设计图纸及相关规范等","m2",null,"41.36"]
[34,"040101002052","挖沟槽土方","1.土壤类别:挖沟槽土方\n2.挖土深度:2m 内\n3.一二类土\n4.具体做法详图纸大样\n5.综合考虑完成该工艺的所有施工内容，详见设计图纸及相关规范等","m3",null,"43.07"]
[35,"040303001018","垫层","1.名称:垫层\n2.材质:石屑\n3.具体做法详图纸大样\n4.综合考虑完成该工艺的所有施工内容，详见设计图纸及相关规范等","m3",null,"6.22"]
[36,"040103001030","回填方","1.名称:回填方\n2.填方材料品种:回填用砂\n3.具体做法详图纸大样\n4.综合考虑完成该工艺的所有施工内容，详见设计图纸及相关规范等","m3",null,"17.91"]
[37,"040202003035","水泥稳定土","1.名称:回填方\n2.填方材料品种:集中拌合水泥石屑混合料 水泥含量 4%\n3.具体做法详图纸大样\n4.综合考虑完成该工艺的所有施工内容，详见设计图纸及相关规范等","m3",null,"9.43"]
[38,"040202003036","水泥稳定土","1.名称:回填方\n2.填方材料品种:集中拌合水泥石屑混合料 水泥含量 6%\n3.具体做法详图纸大样\n4.综合考虑完成该工艺的所有施工内容，详见设计图纸及相关规范等","m3",null,"13.07"]
["本页小计"]
[{"$nulls":7},"第 6 页  共 12 页"]
["分部分项工程量清单与计价表"]
["工程名称：东城温塘水质净化厂分布式光伏发电项目-安装部分",{"$nulls":6},"(编制单位盖章)"]
["序号","项目编码","项目名称","项目特征描述","计量\n单位",null,"工程量",null,"金额（元）"]
[{"$nulls":8},"综合单价","合价"]
[39,"040103001031","回填方","1.名称:回填方\n2.填方材料品种:原土\n3.具体做法详图纸大样\n4.综合考虑完成该工艺的所有施工内容，详见设计图纸及相关规范等","m3",null,"8.63"]
[40,"050402002018","现浇混凝土路面","1.名称:现浇混凝土路面\n2.厚度:25cm  C30\n3.具体做法详图纸大样\n4.综合考虑完成该工艺的所有施工内容，详见设计图纸及相关规范等","m2",null,"41.36"]
[41,"040101002053","余方外运","1.土壤类别:余方外运\n2.运距:按15km考虑\n3.一二类土\n4.具体做法详图纸大样\n5.综合考虑完成该工艺的所有施工内容，详见设计图纸及相关规范等","m3",null,"34.44"]
[42,"040101002054","余方外运","1.土壤类别:余方外运\n2.运距:按15km考虑\n3.路面块料\n4.具体做法详图纸大样\n5.综合考虑完成该工艺的所有施工内容，详见设计图纸及相关规范等","m3",null,"10.34"]
[null,null,"【光伏系统】分部小计"]
[null,null,"   防雷接地系统"]
[43,"030409002016","接地母线","1.名称:接地扁钢\n2.规格、型号:热镀锌扁钢 -40×4\n3.综合考虑完成该工艺的所有施工内容，详见设计图纸及相关规范等","m",null,"1068.84"]
[44,"030409003031","避雷引下线","1.名称:避雷引下线\n2.材质:镀锌扁钢\n3.规格:40*4\n4.断接卡子:含断接卡子\n5.综合考虑完成该工艺的所有施工内容，详见设计图纸及相关规范等","m",null,"11.64"]
["本页小计"]
[{"$nulls":7},"第 7 页  共 12 页"]
["分部分项工程量清单与计价表"]
["工程名称：东城温塘水质净化厂分布式光伏发电项目-安装部分",{"$nulls":6},"(编制单位盖章)"]
["序号","项目编码","项目名称","项目特征描述","计量\n单位",null,"工程量",null,"金额（元）"]
[{"$nulls":8},"综合单价","合价"]
[45,"030409003032","断接卡子","1.名称:断接卡子制作、安装\n2.材质:镀锌扁钢\n3.规格:40*4\n4.综合考虑完成该工艺的所有施工内容，详见设计图纸及相关规范等","套",null,"4"]
[46,"030411004039","接地线","1.名称:接地跨接线\n2.规格、型号:BVR-1×4\n3.综合考虑完成该工艺的所有施工内容，详见设计图纸及相关规范等","处",null,"1101"]
[47,"040807003014","接地装置调试","1.名称:接地装置调试 接地网\n2.综合考虑完成该工艺的所有施工内容，详见设计图纸及相关规范等","系统",null,"6"]
[null,null,"【防雷接地系统】分部小计"]
[null,null,"   弱电系统"]
[48,"030404017066","配电箱","1.名称:监控防水箱\n2.综合考虑完成该工艺的所有施工内容，详见设计图纸及相关规范等","台",null,"6"]
[49,"030607006019","数据采集器","1.名称:数据采集器\n2.型号:符合设计需求及满足现场设备需求\n3.规格:225*160*44\n4.功能:设备安装及调试\n5.综合考虑完成该工艺的所有施工内容，详见设计图纸及相关规范等","套",null,"1"]
[50,"030502001019","机柜、机架","1.名称:网络机柜6U壁挂式\n2.规格:宽550*深400*高300\n3.安装方式:室内壁装\n4.综合考虑完成该工艺的所有施工内容，详见设计图纸及相关规范等","台",null,"1"]
[51,"030501012036","交换机","1.名称:交换机\n2.功能:16口，带POE\n3.综合考虑完成该工艺的所有施工内容，详见设计图纸及相关规范等","台",null,"1"]
["本页小计"]
[{"$nulls":7},"第 8 页  共 12 页"]
["分部分项工程量清单与计价表"]
["工程名称：东城温塘水质净化厂分布式光伏发电项目-安装部分",{"$nulls":6},"(编制单位盖章)"]
["序号","项目编码","项目名称","项目特征描述","计量\n单位",null,"工程量",null,"金额（元）"]
[{"$nulls":8},"综合单价","合价"]
[52,"030501012037","交换机","1.名称:交换机\n2.功能:8口，带POE\n3.综合考虑完成该工艺的所有施工内容，详见设计图纸及相关规范等","台",null,"6"]
[53,"040205020034","监控摄像机","1.类型:红外高清高速球机\n2.规格、型号:400w像素\n3.综合考虑完成该工艺的所有施工内容，详见设计图纸及相关规范等","台",null,"12"]
[54,"040205020035","摄像机支架","1.类型:摄像机支架（横梁上安装）\n2.规格、型号:按设备情况确定\n3.支架形式:壁挂式支架\n4.综合考虑完成该工艺的所有施工内容，详见设计图纸及相关规范等","台",null,"8"]
[55,"040205020036","摄像机支架","1.类型:摄像机支架（壁装）\n2.规格、型号:按设备情况确定\n3.支架形式:壁挂式支架\n4.综合考虑完成该工艺的所有施工内容，详见设计图纸及相关规范等","台",null,"4"]
[56,"030506008019","视频系统调试","1.名称:安全防范分系统调试 电视监控系统 摄像机\n2.综合考虑完成该工艺的所有施工内容，详见设计图纸及相关规范等","系统",null,"12"]
[57,"030409010019","浪涌保护器","1.名称:浪涌保护器\n2.综合考虑完成该工艺的所有施工内容，详见设计图纸及相关规范等","个",null,"12"]
[58,"030501010019","光纤收发器","1.名称:光纤收发器\n2.类别:千兆单模单纤\n3.综合考虑完成该工艺的所有施工内容，详见设计图纸及相关规范等","台",null,"7"]
[59,"030502009018","尾纤","1.名称:尾纤\n2.类别:单模单纤\n3.综合考虑完成该工艺的所有施工内容，详见设计图纸及相关规范等","条",null,"7"]
["本页小计"]
[{"$nulls":7},"第 9 页  共 12 页"]
["分部分项工程量清单与计价表"]
["工程名称：东城温塘水质净化厂分布式光伏发电项目-安装部分",{"$nulls":6},"(编制单位盖章)"]
["序号","项目编码","项目名称","项目特征描述","计量\n单位",null,"工程量",null,"金额（元）"]
[{"$nulls":8},"综合单价","合价"]
[60,"030502007019","光缆","1.名称:光缆\n2.规格:6芯\n3.综合考虑完成该工艺的所有施工内容，详见设计图纸及相关规范等","m",null,"720.32"]
[61,"030502005019","双绞线缆","1.名称:双绞线缆\n2.规格:超六类网线\n3.线缆对数:CAT6E\n4.敷设方式:管槽内安装\n5.综合考虑完成该工艺的所有施工内容，详见设计图纸及相关规范等","m",null,"323.95"]
[62,"030411001030","配管","1.名称:PVC电线管\n2.规格、型号:Φ25\n3.敷设方式:综合考虑\n4.综合考虑完成该工艺的所有施工内容，详见设计图纸及相关规范等","m",null,"1449.89"]
[63,"030411004040","配线","1.名称:配线\n2.型号:ZR-RVSP\n3.规格:2*1.0\n4.材质:铜\n5.综合考虑完成该工艺的所有施工内容，详见设计图纸及相关规范等","m",null,"417.72"]
[64,"030411006027","接线盒","1.名称:接线盒安装 普通接线盒 明装\n2.综合考虑完成该工艺的所有施工内容，详见设计图纸及相关规范等","个",null,"12"]
[null,null,"【弱电系统】分部小计"]
[null,null,"   清洗系统"]
[65,"030901011019","给水栓","1.安装方式:给水栓\n2.型号、规格:DN32\n3.综合考虑完成该工艺的所有施工内容，详见设计图纸及相关规范等","套",null,"24"]
[66,"030109012016","增压泵","1.名称:增压泵\n2.型号:电压：220V  进出口径：DN32    扬程：≥25m\n3.功能:设备安装及调试\n4.综合考虑完成该工艺的所有施工内容，详见设计图纸及相关规范等","台",null,"6"]
["本页小计"]
[{"$nulls":7},"第 10 页  共 12 页"]
["分部分项工程量清单与计价表"]
["工程名称：东城温塘水质净化厂分布式光伏发电项目-安装部分",{"$nulls":6},"(编制单位盖章)"]
["序号","项目编码","项目名称","项目特征描述","计量\n单位",null,"工程量",null,"金额（元）"]
[{"$nulls":8},"综合单价","合价"]
[67,"031001006037","塑料管","1.名称:PPR给水管\n2.规格、型号:DN32\n3.连接形式:热熔\n4.综合考虑完成该工艺的所有施工内容，详见设计图纸及相关规范等","m",null,"519.23"]
[68,"031003013019","水表","1.名称:水表组\n2.规格、型号:DN32\n3.连接形式:热熔\n4.其他:包含1个水表，1个截止阀\n5.综合考虑完成该工艺的所有施工内容，详见设计图纸及相关规范等","组",null,"6"]
[69,"031003001037","截止阀","1.类型:截止阀\n2.规格、压力等级:DN32\n3.综合考虑完成该工艺的所有施工内容，详见设计图纸及相关规范等","个",null,"15"]
[70,"031003001038","止回阀","1.类型:止回阀\n2.规格、压力等级:DN32\n3.综合考虑完成该工艺的所有施工内容，详见设计图纸及相关规范等","个",null,"6"]
[71,"030601002019","压力仪表","1.类型:压力表\n2.综合考虑完成该工艺的所有施工内容，详见设计图纸及相关规范等","台",null,"6"]
[72,"031002001019","管道支架","1.材质:管道支架\n2.管架形式:综合考虑\n3.综合考虑完成该工艺的所有施工内容，详见设计图纸及相关规范等","kg",null,"50.34"]
[73,"030901013019","灭火器","1.名称:手提式灭火器\n2.类别:水基型MQ6\n3.规格、型号:含2具灭火器一个箱体\n4.综合考虑完成该工艺的所有施工内容，详见设计图纸及相关规范等","具",null,"6"]
["本页小计"]
[{"$nulls":7},"第 11 页  共 12 页"]
["分部分项工程量清单与计价表"]
["工程名称：东城温塘水质净化厂分布式光伏发电项目-安装部分",{"$nulls":6},"(编制单位盖章)"]
["序号","项目编码","项目名称","项目特征描述","计量\n单位",null,"工程量",null,"金额（元）"]
[{"$nulls":8},"综合单价","合价"]
[74,"031001006038","塑料管","1.安装部位:室外塑料排水管\n2.介质:雨水\n3.材质、规格:PVC-100\n4.连接形式:粘接\n5.综合考虑完成该工艺的所有施工内容，详见设计图纸及相关规范等","m",null,"1"]
[null,null,"【清洗系统】分部小计"]
[null,null,"   防护措施及物探"]
[75,"030310004018","物探费","1.名称:开挖管道探测费\n2.综合考虑完成该工艺的所有施工内容，详见设计图纸及相关规范等","m",null,"141.74"]
[null,null,"【防护措施及物探】分部小计"]
{"$rows_empty":19}
["本页小计"]
["合  计"]
[{"$nulls":7},"第 12 页  共 12 页"]

{"sheet":"工程量清单总价表【常平岗梓水质净化厂厂分布式光伏发电项目-","index":21,"n_rows":38,"n_cols":5,"rows_kept":38,"merged":[[0,0,0,4],[1,0,1,2],[1,3,1,4],[2,0,2,2],[36,0,36,1],[37,0,37,4]]}
["工程量清单总价表"]
[{"$nulls":3},"编制单位盖章："]
["工程名称：常平岗梓水质净化厂厂分布式光伏发电项目-装饰钢结构部分",{"$nulls":3},"第 1 页  共 1 页"]
["序号","项目名称","取费基数","费率(%)","金额:(元)"]
["1","分部分项合计","FBFXHJ"]
["1.1","A.1土石方工程"]
["1.2","A.5混凝土及钢筋混凝土工程"]
["1.3","A.6金属结构工程"]
["1.4","A.8门窗工程"]
["1.5","A.9屋面及防水工程"]
["1.6","A.16拆除工程"]
["2","措施合计","_AQWMSGF+_QTCSF"]
["2.1","绿色施工安全防护措施费","AQWMSGF"]
["2.2","其他措施费","QTCSF"]
["3","其他项目","QTXMHJ"]
["3.1","暂列金额","ZLJE"]
["3.2","暂估价","ZGJHJ"]
["3.3","计日工","JRG"]
["3.4","总承包服务费","ZCBFWF"]
["3.5","预算包干费","YSBGF"]
["3.6","工程优质费","GCYZF"]
["3.7","概算幅度差","GSFDC"]
["3.8","索赔费用","SPFY"]
["3.9","现场签证费用","XCQZFY"]
["3.10","其他费用","QTFY"]
["4","税前工程造价","_FHJ+_CHJ+_QTXM"]
["5","增值税销项税额","_FHJ+_CHJ+_QTXM"]
["6","总造价","_FHJ+_CHJ+_QTXM+_SJ"]
["7","人工费","RGF+JSCS_RGF"]
{"$rows_empty":8}
["编制人：                                   证号：                                 编制日期："]

{"sheet":"工程量清单综合单价报价表-1【常平岗梓水质净化厂厂分布式光","index":22,"n_rows":151,"n_cols":8,"rows_kept":151,"merged":[[0,0,0,7],[1,0,1,4],[1,5,1,7],[2,0,2,4],[2,6,2,7],[3,0,4,0],[3,1,4,1],[3,2,4,2],[3,3,4,3],[3,4,4,4],[3,5,4,5],[3,6,3,7],[5,2,5,3],[9,2,9,3],[10,2,10,3],[15,0,15,6],[16,0,16,7],[17,0,17,7],[18,0,18,4],[18,5,18,7],[19,0,19,4],[19,6,19,7],[20,0,21,0],[20,1,21,1],[20,2,21,2],[20,3,21,3],[20,4,21,4],[20,5,21,5],[20,6,20,7],[28,2,28,3],[29,2,29,3],[30,0,30,6],[31,0,31,7],[32,0,32,7],[33,0,33,4],[33,5,33,7],[34,0,34,4],[34,6,34,7],[35,0,36,0],[35,1,36,1],[35,2,36,2],[35,3,36,3],[35,4,36,4],[35,5,36,5],[35,6,35,7],[42,0,42,6],[43,0,43,7],[44,0,44,7],[45,0,45,4],[45,5,45,7],[46,0,46,4],[46,6,46,7],[47,0,48,0],[47,1,48,1],[47,2,48,2],[47,3,48,3],[47,4,48,4],[47,5,48,5],[47,6,47,7],[55,0,55,6],[56,0,56,7],[57,0,57,7],[58,0,58,4],[58,5,58,7],[59,0,59,4],[59,6,59,7],[60,0,61,0],[60,1,61,1],[60,2,61,2],[60,3,61,3],[60,4,61,4],[60,5,61,5],[60,6,60,7],[68,0,68,6],[69,0,69,7],[70,0,70,7],[71,0,71,4],[71,5,71,7],[72,0,72,4],[72,6,72,7],[73,0,74,0],[73,1,74,1],[73,2,74,2],[73,3,74,3],[73,4,74,4],[73,5,74,5],[73,6,73,7],[82,0,82,6],[83,0,83,7],[84,0,84,7],[85,0,85,4],[85,5,85,7],[86,0,86,4],[86,6,86,7],[87,0,88,0],[87,1,88,1],[87,2,88,2],[87,3,88,3],[87,4,88,4],[87,5,88,5],[87,6,87,7],[95,0,95,6],[96,0,96,7],[97,0,97,7],[98,0,98,4],[98,5,98,7],[99,0,99,4],[99,6,99,7],[100,0,101,0],[100,1,101,1],[100,2,101,2],[100,3,101,3],[100,4,101,4],[100,5,101,5],[100,6,100,7],[106,2,106,3],[107,2,107,3],[109,2,109,3],[110,2,110,3],[112,2,112,3],[113,0,113,6],[114,0,114,7],[115,0,115,7],[116,0,116,4],[116,5,116,7],[117,0,117,4],[117,6,117,7],[118,0,119,0],[118,1,119,1],[118,2,119,2],[118,3,119,3],[118,4,119,4],[118,5,119,5],[118,6,118,7],[120,2,120,3],[122,2,122,3],[148,0,148,6],[149,0,149,6],[150,0,150,7]]}
["工程量清单综合单价报价表"]
[{"$nulls":5},"编制单位盖章："]
["工程名称：常平岗梓水质净化厂厂分布式光伏发电项目-装饰钢结构部分",{"$nulls":5},"第 1 页  共 9 页"]
["序号","项目编码","项目名称","项目特征描述","计量\n单位","工程数量","金额（元）"]
[{"$nulls":6},"综合单价","合价"]
[null,null,"A.1 土石方工程"]
[1,"010101004001","挖基坑土方","1.土壤类别:综合考虑\n2.挖土深度:2m 内\n3.其他:按技术规范及设计图纸完成清单项目所需的一切相关工作","m3","16.83"]
[2,"010103001001","回填方","1.密实度要求:不小于0.94\n2.填方材料品种:综合考虑\n3.填方粒径要求:综合考虑\n4.其他:按技术规范及设计图纸完成清单项目所需的一切相关工作","m3","8.75"]
[3,"010103002001","余方弃置","1.废弃料品种:综合考虑\n2.其他:按技术规范及设计图纸完成清单项目所需的一切相关工作","m3","8.08"]
[null,null,"【土石方工程】分部小计"]
[null,null,"A.5 混凝土及钢筋混凝土工程"]
[4,"010509002006","支墩","1.支墩\n2.混凝土强度等级:C25\n3.含模板制作安装\n4.其他:按技术规范及设计图纸完成清单项目所需的一切相关工作","m3","78.68"]
[5,"010515001009","现浇构件钢筋","1.钢筋种类、规格:现浇构件带肋钢筋 φ12-16\n2.其他:按技术规范及设计图纸完成清单项目所需的一切相关工作","t","1.394"]
[6,"010515001010","现浇构件钢筋","1.钢筋种类、规格:现浇构件箍筋 带肋钢筋(HRB400内) φ10以内\n2.其他:按技术规范及设计图纸完成清单项目所需的一切相关工作","t","1.55"]
[7,"010516001010","螺栓","1.螺栓种类:M12*200\n2.规格:U型地脚螺栓\n3.其他:按技术规范及设计图纸完成清单项目所需的一切相关工作","套","696"]
["本页小计"]
["编制人：                                   证号：                                 编制日期："]
["工程量清单综合单价报价表"]
[{"$nulls":5},"编制单位盖章："]
["工程名称：常平岗梓水质净化厂厂分布式光伏发电项目-装饰钢结构部分",{"$nulls":5},"第 2 页  共 9 页"]
["序号","项目编码","项目名称","项目特征描述","计量\n单位","工程数量","金额（元）"]
[{"$nulls":6},"综合单价","合价"]
[8,"010902001011","立柱底座卷材防水","1.卷材品种、规格、厚度:3mm自粘型沥青卷材防水\n2.其他:按技术规范及设计图纸完成清单项目所需的一切相关工作","m2","267.72"]
[9,"010501001002","垫层","1.混凝土种类:商品混凝土\n2.混凝土强度等级:C15\n3.含模板制作安装\n4.其他:按技术规范及设计图纸完成清单项目所需的一切相关工作","m3","1.6"]
[10,"010501003002","钢梯基础","1.混凝土种类:商品混凝土\n2.混凝土强度等级:C30\n3.含模板制作安装\n4.其他:按技术规范及设计图纸完成清单项目所需的一切相关工作","m3","6.48"]
[11,"010501003003","钢梯基础","1.素土夯实后浇筑C20混凝土\n2.混凝土种类:商品混凝土\n3.混凝土强度等级:C20\n4.含模板制作安装\n5.其他:按技术规范及设计图纸完成清单项目所需的一切相关工作","m3","0.3"]
[12,"010507007006","柱脚包封","1.混凝土种类:素混凝土\n2.混凝土强度等级:C25\n3.含模板制作安装\n4.其他:按技术规范及设计图纸完成清单项目所需的一切相关工作","m3","9.47"]
[13,"010902001012","柱脚包封防水","1.卷材品种、规格、厚度:3mm厚SBS防水卷材\n2.其他:按技术规范及设计图纸完成清单项目所需的一切相关工作","m2","142.08"]
[null,null,"【混凝土及钢筋混凝土工程】分部小计"]
[null,null,"A.6 金属结构工程"]
["本页小计"]
["编制人：                                   证号：                                 编制日期："]
["工程量清单综合单价报价表"]
[{"$nulls":5},"编制单位盖章："]
["工程名称：常平岗梓水质净化厂厂分布式光伏发电项目-装饰钢结构部分",{"$nulls":5},"第 3 页  共 9 页"]
["序号","项目编码","项目名称","项目特征描述","计量\n单位","工程数量","金额（元）"]
[{"$nulls":6},"综合单价","合价"]
[14,"010603001005","实腹钢柱","1.柱类型:U型钢柱\n2.钢材品种:S350GD+ZM275\n3.钢材规格:U52*41*2.5\n4.单根柱质量:3t以内\n5.包含柱脚端板、加劲板、三角连接件等\n6.其他:按技术规范及设计图纸完成清单项目所需的一切相关工作","t","1.417"]
[15,"010603002013","空腹钢柱","1.柱类型:镀锌矩管钢柱\n2.钢材品种:Q355B\n3.钢材规格:口100*4\n4.单根柱质量:3t以内\n5.包含柱脚端板、加劲板、三角连接件等\n6.其他:按技术规范及设计图纸完成清单项目所需的一切相关工作","t","4.021"]
[16,"010603002014","空腹钢柱","1.柱类型:镀锌矩管钢柱\n2.钢材品种:Q355B\n3.钢材规格:口150*4\n4.单根柱质量:3t以内\n5.包含柱脚端板、加劲板、三角连接件等\n6.其他:按技术规范及设计图纸完成清单项目所需的一切相关工作","t","5.761"]
[17,"010604001024","钢梁","1.梁类型:U型钢梁\n2.钢材品种:S350GD+ZM275\n3.钢材规格:U52*41*2.5\n4.单根质量:1.5t以内\n5.其他:按技术规范及设计图纸完成清单项目所需的一切相关工作","t","5.901"]
[18,"010604001025","钢梁","1.梁类型:镀锌矩管钢梁\n2.钢材品种:Q355B\n3.钢材规格:口120*60*3\n4.单根质量:1.5t以内\n5.其他:按技术规范及设计图纸完成清单项目所需的一切相关工作","t","5.375"]
["本页小计"]
["编制人：                                   证号：                                 编制日期："]
["工程量清单综合单价报价表"]
[{"$nulls":5},"编制单位盖章："]
["工程名称：常平岗梓水质净化厂厂分布式光伏发电项目-装饰钢结构部分",{"$nulls":5},"第 4 页  共 9 页"]
["序号","项目编码","项目名称","项目特征描述","计量\n单位","工程数量","金额（元）"]
[{"$nulls":6},"综合单价","合价"]
[19,"010604001026","钢梁","1.梁类型:镀锌矩管钢梁\n2.钢材品种:Q355B\n3.钢材规格:口140*80*4\n4.单根质量:1.5t以内\n5.其他:按技术规范及设计图纸完成清单项目所需的一切相关工作","t","1.797"]
[20,"010604001027","钢梁","1.梁类型:镀锌矩管钢梁\n2.钢材品种:Q355B\n3.钢材规格:口220*140*4\n4.单根质量:1.5t以内\n5.其他:按技术规范及设计图纸完成清单项目所需的一切相关工作","t","9.949"]
[21,"010604001028","钢梁","1.梁类型:镀锌矩管钢梁\n2.钢材品种:Q355B\n3.钢材规格:口150*100*3.2\n4.单根质量:1.5t以内\n5.其他:按技术规范及设计图纸完成清单项目所需的一切相关工作","t","3.543"]
[22,"010604001029","钢梁","1.梁类型:镀锌矩管钢梁\n2.钢材品种:Q355B\n3.钢材规格:口150*4\n4.单根质量:1.5t以内\n5.其他:按技术规范及设计图纸完成清单项目所需的一切相关工作","t","1.107"]
[23,"010604001030","钢梁","1.梁类型:镀锌矩管钢梁\n2.钢材品种:Q355B\n3.钢材规格:口120*60*4\n4.单根质量:1.5t以内\n5.其他:按技术规范及设计图纸完成清单项目所需的一切相关工作","t","0.185"]
[24,"010604001031","钢梁","1.梁类型:镀锌矩管钢梁\n2.钢材品种:Q355B\n3.钢材规格:口100*50*4\n4.单根质量:1.5t以内\n5.其他:按技术规范及设计图纸完成清单项目所需的一切相关工作","t","0.095"]
["本页小计"]
["编制人：                                   证号：                                 编制日期："]
["工程量清单综合单价报价表"]
[{"$nulls":5},"编制单位盖章："]
["工程名称：常平岗梓水质净化厂厂分布式光伏发电项目-装饰钢结构部分",{"$nulls":5},"第 5 页  共 9 页"]
["序号","项目编码","项目名称","项目特征描述","计量\n单位","工程数量","金额（元）"]
[{"$nulls":6},"综合单价","合价"]
[25,"010604001032","钢梁","1.梁类型:镀锌矩管钢梁\n2.钢材品种:Q355B\n3.钢材规格:口140*80*3\n4.单根质量:1.5t以内\n5.其他:按技术规范及设计图纸完成清单项目所需的一切相关工作","t","0.906"]
[26,"010606002018","钢檩条","1.构件类型:镀锌矩管檩条\n2.钢材品种:Q355B\n3.钢材规格:口120*60*3\n4.其他:按技术规范及设计图纸完成清单项目所需的一切相关工作","t","28.076"]
[27,"010606002019","钢檩条","1.构件类型:Z型镀锌檩条\n2.钢材品种:Q355B\n3.钢材规格:XZ180*50*20*2\n4.其他:按技术规范及设计图纸完成清单项目所需的一切相关工作","t","3.09"]
[28,"010606002020","钢檩条","1.构件类型:Z型镀锌檩条\n2.钢材品种:Q355B\n3.钢材规格:XZ180*70*20*2\n4.其他:按技术规范及设计图纸完成清单项目所需的一切相关工作","t","14.672"]
[29,"010606002021","钢檩条","1.构件类型:镀锌矩管檩条\n2.钢材品种:Q355B\n3.钢材规格:口100*50*4\n4.其他:按技术规范及设计图纸完成清单项目所需的一切相关工作","t","1.048"]
[30,"010606001045","斜撑","1.构件类型:U型斜撑\n2.钢材品种:S350GD+ZM275\n3.钢材规格:U52*41*2.5\n4.其他:按技术规范及设计图纸完成清单项目所需的一切相关工作","t","0.369"]
["本页小计"]
["编制人：                                   证号：                                 编制日期："]
["工程量清单综合单价报价表"]
[{"$nulls":5},"编制单位盖章："]
["工程名称：常平岗梓水质净化厂厂分布式光伏发电项目-装饰钢结构部分",{"$nulls":5},"第 6 页  共 9 页"]
["序号","项目编码","项目名称","项目特征描述","计量\n单位","工程数量","金额（元）"]
[{"$nulls":6},"综合单价","合价"]
[31,"010606001046","斜撑","1.构件类型:镀锌矩管斜撑\n2.钢材品种:Q235B\n3.钢材规格:口80*3\n4.其他:按技术规范及设计图纸完成清单项目所需的一切相关工作","t","3.576"]
[32,"010606001047","斜撑","1.构件类型:镀锌矩管斜撑\n2.钢材品种:Q235B\n3.钢材规格:口50*4\n4.其他:按技术规范及设计图纸完成清单项目所需的一切相关工作","t","0.056"]
[33,"010606001048","钢支撑","1.构件类型:圆钢支撑\n2.钢材品种:Q235B\n3.钢材规格:Φ16\n4.其他:按技术规范及设计图纸完成清单项目所需的一切相关工作","t","1.252"]
[34,"010606001049","系杆","1.构件类型:圆管系杆\n2.钢材品种:Q235B\n3.钢材规格:Φ76*3.0\n4.其他:按技术规范及设计图纸完成清单项目所需的一切相关工作","t","0.992"]
[35,"010606001050","系杆","1.构件类型:圆管系杆\n2.钢材品种:Q235B\n3.钢材规格:Φ89*3.0\n4.其他:按技术规范及设计图纸完成清单项目所需的一切相关工作","t","4.572"]
[36,"010606001051","系杆","1.构件类型:圆管系杆\n2.钢材品种:Q235B\n3.钢材规格:Φ102*3.0\n4.其他:按技术规范及设计图纸完成清单项目所需的一切相关工作","t","0.73"]
[37,"010606001052","系杆","1.构件类型:圆管系杆\n2.钢材品种:Q235B\n3.钢材规格:Φ133*6\n4.其他:按技术规范及设计图纸完成清单项目所需的一切相关工作","t","6.728"]
["本页小计"]
["编制人：                                   证号：                                 编制日期："]
["工程量清单综合单价报价表"]
[{"$nulls":5},"编制单位盖章："]
["工程名称：常平岗梓水质净化厂厂分布式光伏发电项目-装饰钢结构部分",{"$nulls":5},"第 7 页  共 9 页"]
["序号","项目编码","项目名称","项目特征描述","计量\n单位","工程数量","金额（元）"]
[{"$nulls":6},"综合单价","合价"]
[38,"010606001053","拉杆","1.构件类型:U型拉杆\n2.钢材品种:S350GD+ZM275\n3.钢材规格:U41*41*2.0\n4.其他:按技术规范及设计图纸完成清单项目所需的一切相关工作","t","0.645"]
[39,"010606001054","撑杆","1.构件类型:圆管撑杆\n2.钢材品种:Q235B\n3.钢材规格:Φ32*2.0\n4.其他:按技术规范及设计图纸完成清单项目所需的一切相关工作","t","0.452"]
[40,"010606001055","拉条","1.构件类型:圆钢拉条\n2.钢材品种:Q235B\n3.钢材规格:Φ10\n4.其他:按技术规范及设计图纸完成清单项目所需的一切相关工作","t","1.909"]
[41,"010606008001","钢梯","1.钢材品种、规格:Q235B\n2.钢梯形式:踏步式\n3.包含楼梯平台、楼梯梁、楼梯踏步、楼梯柱、踢脚板、柱脚端板等\n4.具体详见02J401\n5.其他:按技术规范及设计图纸完成清单项目所需的一切相关工作","t","3.039"]
[42,"010606009001","钢护栏","1.钢材品种、规格:Q235B\n2.栏杆扶手高度不小于900mm\n3.其他:按技术规范及设计图纸完成清单项目所需的一切相关工作","t","0.524"]
[43,"010606006006","维护通道","1.名称:维护通道\n2.盖板规格型号:S350GD+ZM275\n3.30*30*3方通(Q235)\n4.具体详见图纸CS-GF-05大样\n5.其他:按技术规范及设计图纸完成清单项目所需的一切相关工作","t","2.232"]
["本页小计"]
["编制人：                                   证号：                                 编制日期："]
["工程量清单综合单价报价表"]
[{"$nulls":5},"编制单位盖章："]
["工程名称：常平岗梓水质净化厂厂分布式光伏发电项目-装饰钢结构部分",{"$nulls":5},"第 8 页  共 9 页"]
["序号","项目编码","项目名称","项目特征描述","计量\n单位","工程数量","金额（元）"]
[{"$nulls":6},"综合单价","合价"]
[44,"040602038016","M型水槽","1.名称:M型水槽\n2.材质:S350GD+ZM275\n3.具体详见图纸CS-GF-05大样\n4.其他:按技术规范及设计图纸完成清单项目所需的一切相关工作","m","3509.34"]
[45,"040602038017","横向水槽","1.名称:横向水槽\n2.材质:S350GD+ZM275\n3.具体详见图纸CS-GF-05大样\n4.其他:按技术规范及设计图纸完成清单项目所需的一切相关工作","m","1405.46"]
[46,"040602038018","汇水槽","1.名称:汇水槽\n2.材质:S350GD+ZM275\n3.具体详见图纸CS-GF-05大样\n4.其他:按技术规范及设计图纸完成清单项目所需的一切相关工作","m","525.87"]
[47,"010516001011","螺栓","1.螺栓种类:M12化学锚栓\n2.其他:按技术规范及设计图纸完成清单项目所需的一切相关工作","套","1320"]
[null,null,"【金属结构工程】分部小计"]
[null,null,"A.8 门窗工程"]
[48,"010804005001","金属格栅门","1.门代号及洞口尺寸:900*1200mm\n2.门框、扇材质:方管50*50*2间距200\n3.其他:按技术规范及设计图纸完成清单项目所需的一切相关工作","m2","2.16"]
[null,null,"【门窗工程】分部小计"]
[null,null,"A.9 屋面及防水工程"]
[49,"010901001002","瓦屋面","1.瓦品种、规格:彩钢瓦封边\n2.其他:按技术规范及设计图纸完成清单项目所需的一切相关工作","m2","33.73"]
[null,null,"【屋面及防水工程】分部小计"]
["本页小计"]
["编制人：                                   证号：                                 编制日期："]
["工程量清单综合单价报价表"]
[{"$nulls":5},"编制单位盖章："]
["工程名称：常平岗梓水质净化厂厂分布式光伏发电项目-装饰钢结构部分",{"$nulls":5},"第 9 页  共 9 页"]
["序号","项目编码","项目名称","项目特征描述","计量\n单位","工程数量","金额（元）"]
[{"$nulls":6},"综合单价","合价"]
[null,null,"A.16 拆除工程"]
[50,"011607001006","原有屋面拆除","1.原有屋面拆除\n2.废料运距按15km考虑\n3.其他:按技术规范及设计图纸完成清单项目所需的一切相关工作","m2","163.52"]
[null,null,"【拆除工程】分部小计"]
{"$rows_empty":25}
["本页小计"]
["合  计"]
["编制人：                                   证号：                                 编制日期："]

{"sheet":"工程量清单报价汇总表【常平岗梓水质净化厂厂分布式光伏发电项","index":23,"n_rows":22,"n_cols":7,"rows_kept":22,"merged":[[0,0,0,6],[1,0,1,2],[1,4,1,6],[2,2,2,4],[3,2,3,4],[4,2,4,4],[5,2,5,4],[6,2,6,4],[7,2,7,4],[8,2,8,4],[9,2,9,4],[10,2,10,4],[11,2,11,4],[12,2,12,4],[13,2,13,4],[14,2,14,4],[15,2,15,4],[16,2,16,4],[17,2,17,4],[18,2,18,4],[19,2,19,4],[20,2,20,4],[21,2,21,4],[22,2,22,4],[23,2,23,4],[24,2,24,4],[25,2,25,4],[26,2,26,4],[27,2,27,4],[28,2,28,4],[29,2,29,4],[30,2,30,4],[31,2,31,4],[32,2,32,4],[33,2,33,4],[34,2,34,4],[35,2,35,4],[36,2,36,4]]}
["工程量清单报价汇总表"]
["工程名称：常平岗梓水质净化厂厂分布式光伏发电项目-安装部分",{"$nulls":3},"第 1 页  共 1 页"]
["序号","费用名称","基数说明",null,null,"费率(%)","金额"]
["1","分部分项合计","分部分项合计"]
["2","措施合计","绿色施工安全防护措施费+其他措施费"]
["2.1","绿色施工安全防护措施费","安全及文明施工措施费"]
["2.2","其他措施费","其他措施费"]
["3","其他项目","其他项目合计"]
["3.1","暂列金额","暂列金额"]
["3.2","暂估价","暂估价合计"]
["3.3","计日工","计日工"]
["3.4","总承包服务费","总承包服务费"]
["3.5","预算包干费","预算包干费"]
["3.6","工程优质费","工程优质费"]
["3.7","概算幅度差","概算幅度差"]
["3.8","索赔费用","索赔费用"]
["3.9","现场签证费用","现场签证费用"]
["3.10","其他费用","其他费用"]
["4","税前工程造价","分部分项合计+措施合计+其他项目"]
["5","增值税销项税额","分部分项合计+措施合计+其他项目"]
["6","总造价","分部分项合计+措施合计+其他项目+增值税销项税额"]
["7","人工费","分部分项人工费+技术措施项目人工费+机上人工费"]

{"sheet":"分部分项工程量清单与计价表【常平岗梓水质净化厂厂分布式光伏","index":24,"n_rows":216,"n_cols":10,"rows_kept":216,"merged":[[0,0,0,9],[1,0,1,4],[1,5,1,6],[1,7,1,9],[2,0,3,0],[2,1,3,1],[2,2,3,2],[2,3,3,3],[2,4,3,5],[2,6,3,7],[2,8,2,9],[4,2,4,3],[4,4,4,5],[4,6,4,7],[5,2,5,3],[5,4,5,5],[5,6,5,7],[6,4,6,5],[6,6,6,7],[7,4,7,5],[7,6,7,7],[8,4,8,5],[8,6,8,7],[9,4,9,5],[9,6,9,7],[10,4,10,5],[10,6,10,7],[11,0,11,8],[12,0,12,4],[12,5,12,6],[12,7,12,9],[13,0,13,9],[14,0,14,4],[14,5,14,6],[14,7,14,9],[15,0,16,0],[15,1,16,1],[15,2,16,2],[15,3,16,3],[15,4,16,5],[15,6,16,7],[15,8,15,9],[17,4,17,5],[17,6,17,7],[18,4,18,5],[18,6,18,7],[19,4,19,5],[19,6,19,7],[20,4,20,5],[20,6,20,7],[21,4,21,5],[21,6,21,7],[22,4,22,5],[22,6,22,7],[23,4,23,5],[23,6,23,7],[24,0,24,8],[25,0,25,4],[25,5,25,6],[25,7,25,9],[26,0,26,9],[27,0,27,4],[27,5,27,6],[27,7,27,9],[28,0,29,0],[28,1,29,1],[28,2,29,2],[28,3,29,3],[28,4,29,5],[28,6,29,7],[28,8,28,9],[30,4,30,5],[30,6,30,7],[31,4,31,5],[31,6,31,7],[32,4,32,5],[32,6,32,7],[33,4,33,5],[33,6,33,7],[34,4,34,5],[34,6,34,7],[35,0,35,8],[36,0,36,4],[36,5,36,6],[36,7,36,9],[37,0,37,9],[38,0,38,4],[38,5,38,6],[38,7,38,9],[39,0,40,0],[39,1,40,1],[39,2,40,2],[39,3,40,3],[39,4,40,5],[39,6,40,7],[39,8,39,9],[41,4,41,5],[41,6,41,7],[42,4,42,5],[42,6,42,7],[43,4,43,5],[43,6,43,7],[44,4,44,5],[44,6,44,7],[45,4,45,5],[45,6,45,7],[46,4,46,5],[46,6,46,7],[47,4,47,5],[47,6,47,7],[48,4,48,5],[48,6,48,7],[49,0,49,8],[50,0,50,4],[50,5,50,6],[50,7,50,9],[51,0,51,9],[52,0,52,4],[52,5,52,6],[52,7,52,9],[53,0,54,0],[53,1,54,1],[53,2,54,2],[53,3,54,3],[53,4,54,5],[53,6,54,7],[53,8,53,9],[55,4,55,5],[55,6,55,7],[56,4,56,5],[56,6,56,7],[57,4,57,5],[57,6,57,7],[58,4,58,5],[58,6,58,7],[59,4,59,5],[59,6,59,7],[60,4,60,5],[60,6,60,7],[61,0,61,8],[62,0,62,4],[62,5,62,6],[62,7,62,9],[63,0,63,9],[64,0,64,4],[64,5,64,6],[64,7,64,9],[65,0,66,0],[65,1,66,1],[65,2,66,2],[65,3,66,3],[65,4,66,5],[65,6,66,7],[65,8,65,9],[67,4,67,5],[67,6,67,7],[68,4,68,5],[68,6,68,7],[69,4,69,5],[69,6,69,7],[70,4,70,5],[70,6,70,7],[71,4,71,5],[71,6,71,7],[72,4,72,5],[72,6,72,7],[73,0,73,8],[74,0,74,4],[74,5,74,6],[74,7,74,9],[75,0,75,9],[76,0,76,4],[76,5,76,6],[76,7,76,9],[77,0,78,0],[77,1,78,1],[77,2,78,2],[77,3,78,3],[77,4,78,5],[77,6,78,7],[77,8,77,9],[79,4,79,5],[79,6,79,7],[80,4,80,5],[80,6,80,7],[81,4,81,5],[81,6,81,7],[82,4,82,5],[82,6,82,7],[83,4,83,5],[83,6,83,7],[84,4,84,5],[84,6,84,7],[85,4,85,5],[85,6,85,7],[86,0,86,8],[87,0,87,4],[87,5,87,6],[87,7,87,9],[88,0,88,9],[89,0,89,4],[89,5,89,6],[89,7,89,9],[90,0,91,0],[90,1,91,1],[90,2,91,2],[90,3,91,3],[90,4,91,5],[90,6,91,7],[90,8,90,9],[92,4,92,5],[92,6,92,7],[93,4,93,5],[93,6,93,7],[94,4,94,5],[94,6,94,7],[95,4,95,5],[95,6,95,7],[96,4,96,5],[96,6,96,7],[97,4,97,5],[97,6,97,7],[98,4,98,5],[98,6,98,7],[99,0,99,8],[100,0,100,4],[100,5,100,6],[100,7,100,9],[101,0,101,9],[102,0,102,4],[102,5,102,6],[102,7,102,9],[103,0,104,0],[103,1,104,1],[103,2,104,2],[103,3,104,3],[103,4,104,5],[103,6,104,7],[103,8,103,9],[105,4,105,5],[105,6,105,7],[106,4,106,5],[106,6,106,7],[107,4,107,5],[107,6,107,7],[108,2,108,3],[108,4,108,5],[108,6,108,7],[109,2,109,3],[109,4,109,5],[109,6,109,7],[110,4,110,5],[110,6,110,7],[111,4,111,5],[111,6,111,7],[112,4,112,5],[112,6,112,7],[113,0,113,8],[114,0,114,4],[114,5,114,6],[114,7,114,9],[115,0,115,9],[116,0,116,4],[116,5,116,6],[116,7,116,9],[117,0,118,0],[117,1,118,1],[117,2,118,2],[117,3,118,3],[117,4,118,5],[117,6,118,7],[117,8,117,9],[119,4,119,5],[119,6,119,7],[120,4,120,5],[120,6,120,7],[121,2,121,3],[121,4,121,5],[121,6,121,7],[122,2,122,3],[122,4,122,5],[122,6,122,7],[123,4,123,5],[123,6,123,7],[124,4,124,5],[124,6,124,7],[125,4,125,5],[125,6,125,7],[126,4,126,5],[126,6,126,7],[127,4,127,5],[127,6,127,7],[128,0,128,8],[129,0,129,4],[129,5,129,6],[129,7,129,9],[130,0,130,9],[131,0,131,4],[131,5,131,6],[131,7,131,9],[132,0,133,0],[132,1,133,1],[132,2,133,2],[132,3,133,3],[132,4,133,5],[132,6,133,7],[132,8,132,9],[134,2,134,3],[134,4,134,5],[134,6,134,7],[135,2,135,3],[135,4,135,5],[135,6,135,7],[136,4,136,5],[136,6,136,7],[137,4,137,5],[137,6,137,7],[138,4,138,5],[138,6,138,7],[139,4,139,5],[139,6,139,7],[140,4,140,5],[140,6,140,7],[141,4,141,5],[141,6,141,7],[142,4,142,5],[142,6,142,7],[143,0,143,8],[144,0,144,4],[144,5,144,6],[144,7,144,9],[145,0,145,9],[146,0,146,4],[146,5,146,6],[146,7,146,9],[147,0,148,0],[147,1,148,1],[147,2,148,2],[147,3,148,3],[147,4,148,5],[147,6,148,7],[147,8,147,9],[149,4,149,5],[149,6,149,7],[150,4,150,5],[150,6,150,7],[151,4,151,5],[151,6,151,7],[152,4,152,5],[152,6,152,7],[153,4,153,5],[153,6,153,7],[154,4,154,5],[154,6,154,7],[155,4,155,5],[155,6,155,7],[156,0,156,8],[157,0,157,4],[157,5,157,6],[157,7,157,9],[158,0,158,9],[159,0,159,4],[159,5,159,6],[159,7,159,9],[160,0,161,0],[160,1,161,1],[160,2,161,2],[160,3,161,3],[160,4,161,5],[160,6,161,7],[160,8,160,9],[162,4,162,5],[162,6,162,7],[163,4,163,5],[163,6,163,7],[164,4,164,5],[164,6,164,7],[165,4,165,5],[165,6,165,7],[166,2,166,3],[166,4,166,5],[166,6,166,7],[167,2,167,3],[167,4,167,5],[167,6,167,7],[168,4,168,5],[168,6,168,7],[169,4,169,5],[169,6,169,7],[170,0,170,8],[171,0,171,4],[171,5,171,6],[171,7,171,9],[172,0,172,9],[173,0,173,4],[173,5,173,6],[173,7,173,9],[174,0,175,0],[174,1,175,1],[174,2,175,2],[174,3,175,3],[174,4,175,5],[174,6,175,7],[174,8,174,9],[176,4,176,5],[176,6,176,7],[177,4,177,5],[177,6,177,7],[178,4,178,5],[178,6,178,7],[179,4,179,5],[179,6,179,7],[180,4,180,5],[180,6,180,7],[181,4,181,5],[181,6,181,7],[182,4,182,5],[182,6,182,7],[183,0,183,8],[184,0,184,4],[184,5,184,6],[184,7,184,9],[185,0,185,9],[186,0,186,4],[186,5,186,6],[186,7,186,9],[187,0,188,0],[187,1,188,1],[187,2,188,2],[187,3,188,3],[187,4,188,5],[187,6,188,7],[187,8,187,9],[189,4,189,5],[189,6,189,7],[190,2,190,3],[190,4,190,5],[190,6,190,7],[191,2,191,3],[191,4,191,5],[191,6,191,7],[192,4,192,5],[192,6,192,7],[193,2,193,3],[193,4,193,5],[193,6,193,7],[194,4,194,5],[194,6,194,7],[195,4,195,5],[195,6,195,7],[196,4,196,5],[196,6,196,7],[197,4,197,5],[197,6,197,7],[198,4,198,5],[198,6,198,7],[199,4,199,5],[199,6,199,7],[200,4,200,5],[200,6,200,7],[201,4,201,5],[201,6,201,7],[202,4,202,5],[202,6,202,7],[203,4,203,5],[203,6,203,7],[204,4,204,5],[204,6,204,7],[205,4,205,5],[205,6,205,7],[206,4,206,5],[206,6,206,7],[207,4,207,5],[207,6,207,7],[208,4,208,5],[208,6,208,7],[209,4,209,5],[209,6,209,7],[210,4,210,5],[210,6,210,7],[211,4,211,5],[211,6,211,7],[212,4,212,5],[212,6,212,7],[213,0,213,8],[214,0,214,8],[215,0,215,4],[215,5,215,6],[215,7,215,9]]}
["分部分项工程量清单与计价表"]
["工程名称：常平岗梓水质净化厂厂分布式光伏发电项目-安装部分",{"$nulls":6},"(编制单位盖章)"]
["序号","项目编码","项目名称","项目特征描述","计量\n单位",null,"工程量",null,"金额（元）"]
[{"$nulls":8},"综合单价","合价"]
[null,null,"   电气系统"]
[null,null,"   光伏系统"]
[1,"031006005039","620Wp单晶硅光伏组件","1.名称:单晶硅光伏组件\n2.型号:620Wp,组件尺寸：2382*1134*30mm\n3、含铝合金6063-T5压块\n4.本体工程及附件安装\n5.综合考虑完成该工艺的所有施工内容，详见设计图纸及相关规范等\n6.池面上组件","块",null,"1662"]
[2,"031006005040","620Wp单晶硅光伏组件","1.名称:单晶硅光伏组件\n2.型号:620Wp,组件尺寸：2382*1134*30mm\n3、含铝合金6063-T5压块\n4.本体工程及附件安装\n5.综合考虑完成该工艺的所有施工内容，详见设计图纸及相关规范等\n6.屋面上组件","块",null,"1709"]
[3,"030405002072","光伏逆变器","1.名称:30kW逆变器\n2.规格、型号:最大输入电压：1100V 额定电网电压：400Vac\n3.本体工程及附件安装\n4.综合考虑完成该工艺的所有施工内容，详见设计图纸及相关规范等","台",null,"6"]
[4,"030405002073","光伏逆变器","1.名称:36kW逆变器\n2.规格、型号:最大输入电压：1100V 额定电网电压：400Vac\n3.本体工程及附件安装\n4.综合考虑完成该工艺的所有施工内容，详见设计图纸及相关规范范等","台",null,"1"]
[5,"030405002074","光伏逆变器","1.名称:40kW逆变器\n2.规格、型号:最大输入电压：1100V 额定电网电压：400Vac\n3.本体工程及附件安装\n4.综合考虑完成该工艺的所有施工内容，详见设计图纸及相关规范等","台",null,"4"]
["本页小计"]
[{"$nulls":7},"第 1 页  共 15 页"]
["分部分项工程量清单与计价表"]
["工程名称：常平岗梓水质净化厂厂分布式光伏发电项目-安装部分",{"$nulls":6},"(编制单位盖章)"]
["序号","项目编码","项目名称","项目特征描述","计量\n单位",null,"工程量",null,"金额（元）"]
[{"$nulls":8},"综合单价","合价"]
[6,"030405002075","光伏逆变器","1.名称:100kW逆变器\n2.规格、型号:最大输入电压：1100V 额定电网电压：400Vac\n3.本体工程及附件安装\n4.综合考虑完成该工艺的所有施工内容，详见设计图纸及相关规范等","台",null,"1"]
[7,"030405002076","光伏逆变器","1.名称:150kW逆变器\n2.规格、型号:最大输入电压：1100V 额定电网电压：400Vac\n3.本体工程及附件安装\n4.综合考虑完成该工艺的所有施工内容，详见设计图纸及相关规范等","台",null,"9"]
[8,"030404017067","汇流箱 3进1出","1.名称:汇流箱 3进1出\n2.本体工程及附件安装\n3.综合考虑完成该工艺的所有施工内容，详见设计图纸及相关规范等","台",null,"3"]
[9,"030404017070","汇流箱 2进1出","1.名称:汇流箱 2进1出\n2.本体工程及附件安装\n3.综合考虑完成该工艺的所有施工内容，详见设计图纸及相关规范等","台",null,"2"]
[10,"040205001016","电缆井","1.名称:电缆井\n2.规格尺寸:910*1225*1300\n3.水泥路面破除及恢复\n4.具体做法详图纸大样\n5.综合考虑完成该工艺的所有施工内容，详见设计图纸及相关规范等","座",null,"32"]
[11,"030408001131","电力电缆","1.名称:光伏电缆\n2.规格、型号:PV1-F 1x4\n3.敷设方式:综合考虑\n4.综合考虑完成该工艺的所有施工内容，详见设计图纸及相关规范等","m",null,"21711.17"]
[12,"030408001132","电力电缆","1.名称:电力电缆 \n2.型号:ZRC-YJV\n3.规格:4*16\n4.材质:铜芯\n5.电压等级(kV):0.6/1kV\n6.综合考虑完成该工艺的所有施工内容，详见设计图纸及相关规范等","m",null,"301.84"]
["本页小计"]
[{"$nulls":7},"第 2 页  共 15 页"]
["分部分项工程量清单与计价表"]
["工程名称：常平岗梓水质净化厂厂分布式光伏发电项目-安装部分",{"$nulls":6},"(编制单位盖章)"]
["序号","项目编码","项目名称","项目特征描述","计量\n单位",null,"工程量",null,"金额（元）"]
[{"$nulls":8},"综合单价","合价"]
[13,"030408001133","电力电缆","1.名称:电力电缆 \n2.型号:ZRC-YJV\n3.规格:3*70+1*35\n4.材质:铜芯\n5.电压等级(kV):0.6/1kV\n6.综合考虑完成该工艺的所有施工内容，详见设计图纸及相关规范等","m",null,"684.57"]
[14,"030408001134","电力电缆","1.名称:电力电缆 \n2.型号:ZC-YJV\n3.规格:3*95+1*50\n4.材质:铜芯\n5.电压等级(kV):0.6/1kV\n6.综合考虑完成该工艺的所有施工内容，详见设计图纸及相关规范等","m",null,"53.91"]
[15,"030408001135","电力电缆","1.名称:电力电缆 \n2.型号:ZRC-YJV\n3.规格:3*150+1*70\n4.材质:铜芯\n5.电压等级(kV):0.6/1kV\n6.综合考虑完成该工艺的所有施工内容，详见设计图纸及相关规范等","m",null,"814.64"]
[16,"030408001136","电力电缆","1.名称:电力电缆 \n2.型号:ZRC-YJV\n3.规格:3*185+1*95\n4.材质:铜芯\n5.电压等级(kV):0.6/1kV\n6.综合考虑完成该工艺的所有施工内容，详见设计图纸及相关规范等","m",null,"79.35"]
[17,"030408001137","电力电缆","1.名称:电力电缆 \n2.型号:ZRC-YJV\n3.规格:3*240+1*120\n4.材质:铜芯\n5.电压等级(kV):0.6/1kV\n6.综合考虑完成该工艺的所有施工内容，详见设计图纸及相关规范等","m",null,"235.59"]
["本页小计"]
[{"$nulls":7},"第 3 页  共 15 页"]
["分部分项工程量清单与计价表"]
["工程名称：常平岗梓水质净化厂厂分布式光伏发电项目-安装部分",{"$nulls":6},"(编制单位盖章)"]
["序号","项目编码","项目名称","项目特征描述","计量\n单位",null,"工程量",null,"金额（元）"]
[{"$nulls":8},"综合单价","合价"]
[18,"030408001138","电力电缆","1.名称:电力电缆 \n2.型号:ZC-YJV\n3.规格:3*300+1*150\n4.材质:铜芯\n5.电压等级(kV):0.6/1kV\n6.综合考虑完成该工艺的所有施工内容，详见设计图纸及相关规范等","m",null,"37.05"]
[19,"030408006090","电力电缆头","1.名称:电缆终端头\n2.规格、型号:16mm2以下\n3.综合考虑完成该工艺的所有施工内容，详见设计图纸及相关规范等","个",null,"24"]
[20,"030408006091","电力电缆头","1.名称:电缆终端头\n2.规格、型号:70mm2以下\n3.综合考虑完成该工艺的所有施工内容，详见设计图纸及相关规范等","个",null,"8"]
[21,"030408006092","电力电缆头","1.名称:电缆终端头\n2.规格、型号:120mm2以下\n3.综合考虑完成该工艺的所有施工内容，详见设计图纸及相关规范等","个",null,"2"]
[22,"030408006093","电力电缆头","1.名称:电缆终端头\n2.规格、型号:185mm2以下\n3.综合考虑完成该工艺的所有施工内容，详见设计图纸及相关规范","个",null,"26"]
[23,"030408006094","电力电缆头","1.名称:电缆终端头\n2.规格、型号:240mm2以下\n3.综合考虑完成该工艺的所有施工内容，详见设计图纸及相关规范","个",null,"2"]
[24,"030408006095","电力电缆头","1.名称:电缆终端头\n2.规格、型号:300mm2以下\n3.综合考虑完成该工艺的所有施工内容，详见设计图纸及相关规范等","个",null,"4"]
[25,"030411003077","线槽（含辅件）","1.名称:线槽（含辅件）\n2.规格：400*200*2.0\n3.含支架等\n4.本体工程及附件安装\n5.综合考虑完成该工艺的所有施工内容，详见设计图纸及相关规范等","m",null,"33.99"]
["本页小计"]
[{"$nulls":7},"第 4 页  共 15 页"]
["分部分项工程量清单与计价表"]
["工程名称：常平岗梓水质净化厂厂分布式光伏发电项目-安装部分",{"$nulls":6},"(编制单位盖章)"]
["序号","项目编码","项目名称","项目特征描述","计量\n单位",null,"工程量",null,"金额（元）"]
[{"$nulls":8},"综合单价","合价"]
[26,"030411003078","线槽（含辅件）","1.名称:线槽（含辅件）\n2.规格：300*150*1.2\n3.含支架等\n4.本体工程及附件安装\n5.综合考虑完成该工艺的所有施工内容，详见设计图纸及相关规范等","m",null,"119.11"]
[27,"030411003079","线槽（含辅件）","1.名称:线槽（含辅件）\n2.规格：200*100*1.2\n3.含支架等\n4.本体工程及附件安装\n5.综合考虑完成该工艺的所有施工内容，详见设计图纸及相关规范等","m",null,"217.88"]
[28,"030411003080","线槽（含辅件）","1.名称:线槽（含辅件）\n2.规格、型号:100×50*1.0\n3.含连接件等\n4.本体工程及附件安装\n5.综合考虑完成该工艺的所有施工内容，详见设计图纸及相关规范范等","m",null,"301.71"]
[29,"030411003081","线槽（含辅件）","1.名称:线槽（含辅件）\n2.规格、型号:50×50*1.0\n3.含连接件等\n4.本体工程及附件安装\n5.综合考虑完成该工艺的所有施工内容，详见设计图纸及相关规范范等","m",null,"810.22"]
[30,"030413001020","桥架支架","1.名称:桥架支架\n2.材质:铁构件\n3.规格:综合考虑\n4.综合考虑完成该工艺的所有施工内容，详见设计图纸及相关规范等","kg",null,"528.71"]
[31,"030404004039","并网计量柜","1.名称:并网计量柜\n2.规格、型号:BWG1 2P110，屏柜尺寸：800×1000×2200\n3.含内部组件组装等\n4.本体工程及附件安装和槽钢支架等\n5.综合考虑完成该工艺的所有施工内容，详见设计图纸及相关规范等","台",null,"1"]
["本页小计"]
[{"$nulls":7},"第 5 页  共 15 页"]
["分部分项工程量清单与计价表"]
["工程名称：常平岗梓水质净化厂厂分布式光伏发电项目-安装部分",{"$nulls":6},"(编制单位盖章)"]
["序号","项目编码","项目名称","项目特征描述","计量\n单位",null,"工程量",null,"金额（元）"]
[{"$nulls":8},"综合单价","合价"]
[32,"030404004040","并网计量柜","1.名称:并网计量柜\n2.规格、型号:BWG2 2P209，屏柜尺寸：800×1000×2200\n3.含内部组件组装等\n4.本体工程及附件安装和槽钢支架等\n5.综合考虑完成该工艺的所有施工内容，详见设计图纸及相关规范等","台",null,"1"]
[33,"030404004041","并网计量柜","1.名称:并网计量柜\n2.规格、型号:BWG3 2P111，屏柜尺寸：800×1000×2200\n3.含内部组件组装等\n4.本体工程及附件安装和槽钢支架等\n5.综合考虑完成该工艺的所有施工内容，详见设计图纸及相关规范等","台",null,"1"]
[34,"030414002020","送配电装置系统","1.名称:送配电装置系统\n2.综合考虑完成该工艺的所有施工内容，详见设计图纸及相关规范等","系统",null,"3"]
[35,"050307009039","标志牌","1.名称:标志牌\n2.类别:安健环详图、警示牌图、光伏发电站场应急处置卡\n3.规格、型号:1200*800\n4.综合考虑完成该工艺的所有施工内容，详见设计图纸及相关规范等","个",null,"15"]
[36,"050307009040","标志牌","1.名称:标志牌\n2.类别:0.4kV结线图\n3.综合考虑完成该工艺的所有施工内容，详见设计图纸及相关规范等","个",null,"3"]
[37,"040501004050","塑料管","1.名称:3孔埋管\n2.材质及规格:PVC110\n3.具体做法详图纸大样\n4.综合考虑完成该工艺的所有施工内容，详见设计图纸及相关规范等","m",null,"8.4"]
["本页小计"]
[{"$nulls":7},"第 6 页  共 15 页"]
["分部分项工程量清单与计价表"]
["工程名称：常平岗梓水质净化厂厂分布式光伏发电项目-安装部分",{"$nulls":6},"(编制单位盖章)"]
["序号","项目编码","项目名称","项目特征描述","计量\n单位",null,"工程量",null,"金额（元）"]
[{"$nulls":8},"综合单价","合价"]
[38,"040501004051","塑料管","1.名称:4孔埋管\n2.材质及规格:PVC110\n3.具体做法详图纸大样\n4.综合考虑完成该工艺的所有施工内容，详见设计图纸及相关规范等","m",null,"261.28"]
[39,"040501004052","塑料管","1.名称:5孔埋管\n2.材质及规格:PVC110\n3.具体做法详图纸大样\n4.综合考虑完成该工艺的所有施工内容，详见设计图纸及相关规范等","m",null,"35.77"]
[40,"040501004053","塑料管","1.名称:6孔埋管\n2.材质及规格:PVC110\n3.具体做法详图纸大样\n4.综合考虑完成该工艺的所有施工内容，详见设计图纸及相关规范等","m",null,"49.15"]
[41,"040501004054","塑料管","1.名称:7孔埋管\n2.材质及规格:PVC110\n3.具体做法详图纸大样\n4.综合考虑完成该工艺的所有施工内容，详见设计图纸及相关规范等","m",null,"63.61"]
[42,"040501004055","塑料管","1.名称:11孔埋管\n2.材质及规格:PVC110\n3.具体做法详图纸大样\n4.综合考虑完成该工艺的所有施工内容，详见设计图纸及相关规范等","m",null,"6.77"]
[43,"041001001019","拆除路面","1.材质:拆除路面\n2.厚度:25cm\n3.旧路面机械破除\n4.具体做法详图纸大样\n5.综合考虑完成该工艺的所有施工内容，详见设计图纸及相关规范等","m2",null,"261.95"]
[44,"040101002055","挖沟槽土方","1.土壤类别:挖沟槽土方\n2.挖土深度:2m 内\n3.一二类土\n4.具体做法详图纸大样\n5.综合考虑完成该工艺的所有施工内容，详见设计图纸及相关规范等","m3",null,"335.3"]
["本页小计"]
[{"$nulls":7},"第 7 页  共 15 页"]
["分部分项工程量清单与计价表"]
["工程名称：常平岗梓水质净化厂厂分布式光伏发电项目-安装部分",{"$nulls":6},"(编制单位盖章)"]
["序号","项目编码","项目名称","项目特征描述","计量\n单位",null,"工程量",null,"金额（元）"]
[{"$nulls":8},"综合单价","合价"]
[45,"040303001019","垫层","1.名称:垫层\n2.材质:石屑\n3.具体做法详图纸大样\n4.综合考虑完成该工艺的所有施工内容，详见设计图纸及相关规范等","m3",null,"34.76"]
[46,"040103001032","回填方","1.名称:回填方\n2.填方材料品种:回填用砂\n3.具体做法详图纸大样\n4.综合考虑完成该工艺的所有施工内容，详见设计图纸及相关规范等","m3",null,"96.04"]
[47,"040103001033","回填方","1.名称:回填方\n2.填方材料品种:石粉\n3.具体做法详图纸大样\n4.综合考虑完成该工艺的所有施工内容，详见设计图纸及相关规范等","m3",null,"14.04"]
[48,"030413004002","管道包封","1.名称:管道包封\n2.混凝土强度等级:C20\n3.具体做法详图纸大样\n4.综合考虑完成该工艺的所有施工内容，详见设计图纸及相关规范等","m3",null,"3.28"]
[49,"040202003037","水泥稳定土","1.名称:回填方\n2.填方材料品种:集中拌合水泥石屑混合料 水泥含量 4%\n3.具体做法详图纸大样\n4.综合考虑完成该工艺的所有施工内容，详见设计图纸及相关规范等","m3",null,"50.56"]
[50,"040202003038","水泥稳定土","1.名称:回填方\n2.填方材料品种:集中拌合水泥石屑混合料 水泥含量 6%\n3.具体做法详图纸大样\n4.综合考虑完成该工艺的所有施工内容，详见设计图纸及相关规范等","m3",null,"70.05"]
[51,"040103001034","回填方","1.名称:回填方\n2.填方材料品种:原土\n3.具体做法详图纸大样\n4.综合考虑完成该工艺的所有施工内容，详见设计图纸及相关规范等","m3",null,"41.93"]
["本页小计"]
[{"$nulls":7},"第 8 页  共 15 页"]
["分部分项工程量清单与计价表"]
["工程名称：常平岗梓水质净化厂厂分布式光伏发电项目-安装部分",{"$nulls":6},"(编制单位盖章)"]
["序号","项目编码","项目名称","项目特征描述","计量\n单位",null,"工程量",null,"金额（元）"]
[{"$nulls":8},"综合单价","合价"]
[52,"050402002019","现浇混凝土路面","1.名称:现浇混凝土路面\n2.厚度:25cm  C30\n3.具体做法详图纸大样\n4.综合考虑完成该工艺的所有施工内容，详见设计图纸及相关规范等","m2",null,"261.95"]
[53,"040101002056","余方外运","1.土壤类别:余方外运\n2.运距:按15km考虑\n3.一二类土\n4.具体做法详图纸大样\n5.综合考虑完成该工艺的所有施工内容，详见设计图纸及相关规范等","m3",null,"293.37"]
[54,"040101002057","余方外运","1.土壤类别:余方外运\n2.运距:按15km考虑\n3.路面块料\n4.具体做法详图纸大样\n5.综合考虑完成该工艺的所有施工内容，详见设计图纸及相关规范等","m3",null,"65.49"]
[null,null,"【光伏系统】分部小计"]
[null,null,"   照明系统"]
[55,"030412001012","普通灯具","1.名称:普通灯具\n2.规格:28W\n3.综合考虑完成该工艺的所有施工内容，详见设计图纸及相关规范等","套",null,"52"]
[56,"030408001139","电力电缆","1.名称:电力电缆 \n2.型号:ZRA-YJV\n3.规格:3*2.5\n4.材质:铜芯\n5.电压等级(kV):0.6/1kV\n6.综合考虑完成该工艺的所有施工内容，详见设计图纸及相关规范等","m",null,"1499.08"]
[57,"030404017068","配电箱","1.型号:照明配电箱\n2.规格:非标\n3.综合考虑完成该工艺的所有施工内容，详见设计图纸及相关规范等","台",null,"3"]
["本页小计"]
[{"$nulls":7},"第 9 页  共 15 页"]
["分部分项工程量清单与计价表"]
["工程名称：常平岗梓水质净化厂厂分布式光伏发电项目-安装部分",{"$nulls":6},"(编制单位盖章)"]
["序号","项目编码","项目名称","项目特征描述","计量\n单位",null,"工程量",null,"金额（元）"]
[{"$nulls":8},"综合单价","合价"]
[58,"030411006028","接线盒","1.名称:接线盒\n2.材质:塑料\n3.规格:86型\n4.安装形式:明装\n5.综合考虑完成该工艺的所有施工内容，详见设计图纸及相关规范等","个",null,"52"]
[59,"030411001031","配管","1.名称:JDG电线管\n2.规格、型号:Φ25\n3.敷设方式:综合考虑\n4.综合考虑完成该工艺的所有施工内容，详见设计图纸及相关规范等","m",null,"1399.1"]
[null,null,"【照明系统】分部小计"]
[null,null,"   防雷接地系统"]
[60,"030409002017","接地母线","1.名称:接地扁钢\n2.规格、型号:热镀锌扁钢 -40×4\n3.综合考虑完成该工艺的所有施工内容，详见设计图纸及相关规范等","m",null,"2361.19"]
[61,"030409003033","避雷引下线","1.名称:避雷引下线\n2.材质:镀锌扁钢\n3.规格:40*4\n4.断接卡子:含断接卡子\n5.综合考虑完成该工艺的所有施工内容，详见设计图纸及相关规范等","m",null,"242.92"]
[62,"030409003034","断接卡子","1.名称:断接卡子制作、安装\n2.材质:镀锌扁钢\n3.规格:40*4\n4.综合考虑完成该工艺的所有施工内容，详见设计图纸及相关规范等","套",null,"137"]
[63,"030411004041","接地线","1.名称:接地跨接线\n2.规格、型号:BVR-1×4\n3.综合考虑完成该工艺的所有施工内容，详见设计图纸及相关规范等","处",null,"3371"]
[64,"040807003015","接地装置调试","1.名称:接地装置调试 接地网\n2.综合考虑完成该工艺的所有施工内容，详见设计图纸及相关规范等","系统",null,"15"]
["本页小计"]
[{"$nulls":7},"第 10 页  共 15 页"]
["分部分项工程量清单与计价表"]
["工程名称：常平岗梓水质净化厂厂分布式光伏发电项目-安装部分",{"$nulls":6},"(编制单位盖章)"]
["序号","项目编码","项目名称","项目特征描述","计量\n单位",null,"工程量",null,"金额（元）"]
[{"$nulls":8},"综合单价","合价"]
[null,null,"【防雷接地系统】分部小计"]
[null,null,"   弱电系统"]
[65,"030404017069","配电箱","1.名称:监控防水箱\n2.综合考虑完成该工艺的所有施工内容，详见设计图纸及相关规范等","台",null,"10"]
[66,"030607006020","数据采集器","1.名称:数据采集器\n2.型号:符合设计需求及满足现场设备需求\n3.规格:225*160*44\n4.功能:设备安装及调试\n5.综合考虑完成该工艺的所有施工内容，详见设计图纸及相关规范等","套",null,"1"]
[67,"030502001020","机柜、机架","1.名称:网络机柜6U壁挂式\n2.规格:宽550*深400*高300\n3.安装方式:室内壁装\n4.综合考虑完成该工艺的所有施工内容，详见设计图纸及相关规范等","台",null,"1"]
[68,"030501012038","交换机","1.名称:交换机\n2.功能:64口，带POE\n3.综合考虑完成该工艺的所有施工内容，详见设计图纸及相关规范等","台",null,"1"]
[69,"030501012039","交换机","1.名称:交换机\n2.功能:16口，带POE\n3.综合考虑完成该工艺的所有施工内容，详见设计图纸及相关规范等","台",null,"2"]
[70,"030501012040","交换机","1.名称:交换机\n2.功能:8口，带POE\n3.综合考虑完成该工艺的所有施工内容，详见设计图纸及相关规范等","台",null,"8"]
[71,"040205020037","监控摄像机","1.类型:红外高清高速球机\n2.规格、型号:400w像素\n3.综合考虑完成该工艺的所有施工内容，详见设计图纸及相关规范等","台",null,"42"]
["本页小计"]
[{"$nulls":7},"第 11 页  共 15 页"]
["分部分项工程量清单与计价表"]
["工程名称：常平岗梓水质净化厂厂分布式光伏发电项目-安装部分",{"$nulls":6},"(编制单位盖章)"]
["序号","项目编码","项目名称","项目特征描述","计量\n单位",null,"工程量",null,"金额（元）"]
[{"$nulls":8},"综合单价","合价"]
[72,"040205020038","摄像机支架","1.类型:摄像机支架（横梁上安装）\n2.规格、型号:按设备情况确定\n3.支架形式:壁挂式支架\n4.综合考虑完成该工艺的所有施工内容，详见设计图纸及相关规范等","台",null,"38"]
[73,"030412007004","球机大小杆","1.名称:球机大小杆\n2.内容:含球机大小杆、基础、底座、防水箱、斜撑、防雷接地装置等\n3.综合考虑完成该工艺的所有施工内容，详见设计图纸及相关规范等","套",null,"4"]
[74,"030506008020","视频系统调试","1.名称:安全防范分系统调试 电视监控系统 摄像机\n2.综合考虑完成该工艺的所有施工内容，详见设计图纸及相关规范等","系统",null,"42"]
[75,"030409010020","浪涌保护器","1.名称:浪涌保护器\n2.综合考虑完成该工艺的所有施工内容，详见设计图纸及相关规范等","个",null,"42"]
[76,"030501010020","光纤收发器","1.名称:光纤收发器\n2.类别:千兆单模单纤\n3.综合考虑完成该工艺的所有施工内容，详见设计图纸及相关规范等","台",null,"11"]
[77,"030502009019","尾纤","1.名称:尾纤\n2.类别:单模单纤\n3.综合考虑完成该工艺的所有施工内容，详见设计图纸及相关规范等","条",null,"11"]
[78,"030502007020","光缆","1.名称:光缆\n2.规格:6芯\n3.综合考虑完成该工艺的所有施工内容，详见设计图纸及相关规范等","m",null,"2290.25"]
["本页小计"]
[{"$nulls":7},"第 12 页  共 15 页"]
["分部分项工程量清单与计价表"]
["工程名称：常平岗梓水质净化厂厂分布式光伏发电项目-安装部分",{"$nulls":6},"(编制单位盖章)"]
["序号","项目编码","项目名称","项目特征描述","计量\n单位",null,"工程量",null,"金额（元）"]
[{"$nulls":8},"综合单价","合价"]
[79,"030502005020","双绞线缆","1.名称:双绞线缆\n2.规格:超六类网线\n3.线缆对数:CAT6E\n4.敷设方式:管槽内安装\n5.综合考虑完成该工艺的所有施工内容，详见设计图纸及相关规范等","m",null,"1275.31"]
[80,"030411001032","配管","1.名称:PVC电线管\n2.规格、型号:Φ25\n3.敷设方式:综合考虑\n4.综合考虑完成该工艺的所有施工内容，详见设计图纸及相关规范等","m",null,"4087.04"]
[81,"030411004042","配线","1.名称:配线\n2.型号:ZR-RVSP\n3.规格:2*1.5\n4.材质:铜\n5.综合考虑完成该工艺的所有施工内容，详见设计图纸及相关规范等","m",null,"550.09"]
[82,"030411006029","接线盒","1.名称:接线盒安装 普通接线盒 明装\n2.综合考虑完成该工艺的所有施工内容，详见设计图纸及相关规范等","个",null,"42"]
[null,null,"【弱电系统】分部小计"]
[null,null,"   清洗系统"]
[83,"030901011020","给水栓","1.安装方式:给水栓\n2.型号、规格:DN32\n3.综合考虑完成该工艺的所有施工内容，详见设计图纸及相关规范等","套",null,"38"]
[84,"030109012016","增压泵","1.名称:增压泵\n2.型号:电压：220V  进出口径：DN32    扬程：≥25m\n3.功能:设备安装及调试\n4.综合考虑完成该工艺的所有施工内容，详见设计图纸及相关规范等","台",null,"4"]
["本页小计"]
[{"$nulls":7},"第 13 页  共 15 页"]
["分部分项工程量清单与计价表"]
["工程名称：常平岗梓水质净化厂厂分布式光伏发电项目-安装部分",{"$nulls":6},"(编制单位盖章)"]
["序号","项目编码","项目名称","项目特征描述","计量\n单位",null,"工程量",null,"金额（元）"]
[{"$nulls":8},"综合单价","合价"]
[85,"031001006039","塑料管","1.名称:PPR给水管\n2.规格、型号:DN32\n3.连接形式:热熔\n4.综合考虑完成该工艺的所有施工内容，详见设计图纸及相关规范等","m",null,"1141.14"]
[86,"031003013020","水表","1.名称:水表组\n2.规格、型号:DN32\n3.连接形式:热熔\n4.其他:包含1个水表，1个截止阀\n5.综合考虑完成该工艺的所有施工内容，详见设计图纸及相关规范等","组",null,"4"]
[87,"031003001039","截止阀","1.类型:截止阀\n2.规格、压力等级:DN32\n3.综合考虑完成该工艺的所有施工内容，详见设计图纸及相关规范等","个",null,"4"]
[88,"031003001040","止回阀","1.类型:止回阀\n2.规格、压力等级:DN32\n3.综合考虑完成该工艺的所有施工内容，详见设计图纸及相关规范等","个",null,"4"]
[89,"030601002020","压力仪表","1.类型:压力表\n2.综合考虑完成该工艺的所有施工内容，详见设计图纸及相关规范等","台",null,"4"]
[90,"031002001020","管道支架","1.材质:管道支架\n2.管架形式:综合考虑\n3.综合考虑完成该工艺的所有施工内容，详见设计图纸及相关规范等","kg",null,"110.64"]
[91,"030901013020","灭火器","1.名称:手提式灭火器\n2.类别:水基型MQ6\n3.规格、型号:含2具灭火器一个箱体\n4.综合考虑完成该工艺的所有施工内容，详见设计图纸及相关规范等","具",null,"52"]
["本页小计"]
[{"$nulls":7},"第 14 页  共 15 页"]
["分部分项工程量清单与计价表"]
["工程名称：常平岗梓水质净化厂厂分布式光伏发电项目-安装部分",{"$nulls":6},"(编制单位盖章)"]
["序号","项目编码","项目名称","项目特征描述","计量\n单位",null,"工程量",null,"金额（元）"]
[{"$nulls":8},"综合单价","合价"]
[92,"031001006040","塑料管","1.安装部位:室外塑料排水管\n2.介质:雨水\n3.材质、规格:PVC-100\n4.连接形式:粘接\n5.综合考虑完成该工艺的所有施工内容，详见设计图纸及相关规范等","m",null,"77.9"]
[null,null,"【清洗系统】分部小计"]
[null,null,"   防护措施及物探"]
[93,"030310004019","物探费","1.名称:开挖管道探测费\n2.综合考虑完成该工艺的所有施工内容，详见设计图纸及相关规范等","m",null,"141.74"]
[null,null,"【防护措施及物探】分部小计"]
{"$rows_empty":19}
["本页小计"]
["合  计"]
[{"$nulls":7},"第 15 页  共 15 页"]

{"sheet":"工程量清单总价表【沙田福禄沙水厂分布式光伏发电项目-装饰钢","index":25,"n_rows":38,"n_cols":5,"rows_kept":38,"merged":[[0,0,0,4],[1,0,1,2],[1,3,1,4],[2,0,2,2],[36,0,36,1],[37,0,37,4]]}
["工程量清单总价表"]
[{"$nulls":3},"编制单位盖章："]
["工程名称：沙田福禄沙水厂分布式光伏发电项目-装饰钢结构部分",{"$nulls":3},"第 1 页  共 1 页"]
["序号","项目名称","取费基数","费率(%)","金额:(元)"]
["1","分部分项合计","FBFXHJ"]
["1.1","A.1土石方工程"]
["1.2","A.5混凝土及钢筋混凝土工程"]
["1.3","A.6金属结构工程"]
["1.4","A.8门窗工程"]
["1.5","A.16拆除工程"]
["2","措施合计","_AQWMSGF+_QTCSF"]
["2.1","绿色施工安全防护措施费","AQWMSGF"]
["2.2","其他措施费","QTCSF"]
["3","其他项目","QTXMHJ"]
["3.1","暂列金额","ZLJE"]
["3.2","暂估价","ZGJHJ"]
["3.3","计日工","JRG"]
["3.4","总承包服务费","ZCBFWF"]
["3.5","预算包干费","YSBGF"]
["3.6","工程优质费","GCYZF"]
["3.7","概算幅度差","GSFDC"]
["3.8","索赔费用","SPFY"]
["3.9","现场签证费用","XCQZFY"]
["3.10","其他费用","QTFY"]
["4","税前工程造价","_FHJ+_CHJ+_QTXM"]
["5","增值税销项税额","_FHJ+_CHJ+_QTXM"]
["6","总造价","_FHJ+_CHJ+_QTXM+_SJ"]
["7","人工费","RGF+JSCS_RGF"]
{"$rows_empty":9}
["编制人：                                   证号：                                 编制日期："]

{"sheet":"工程量清单综合单价报价表-1【沙田福禄沙水厂分布式光伏发电","index":26,"n_rows":120,"n_cols":8,"rows_kept":120,"merged":[[0,0,0,7],[1,0,1,4],[1,5,1,7],[2,0,2,4],[2,6,2,7],[3,0,4,0],[3,1,4,1],[3,2,4,2],[3,3,4,3],[3,4,4,4],[3,5,4,5],[3,6,3,7],[5,2,5,3],[9,2,9,3],[10,2,10,3],[15,0,15,6],[16,0,16,7],[17,0,17,7],[18,0,18,4],[18,5,18,7],[19,0,19,4],[19,6,19,7],[20,0,21,0],[20,1,21,1],[20,2,21,2],[20,3,21,3],[20,4,21,4],[20,5,21,5],[20,6,20,7],[24,2,24,3],[25,2,25,3],[29,0,29,6],[30,0,30,7],[31,0,31,7],[32,0,32,4],[32,5,32,7],[33,0,33,4],[33,6,33,7],[34,0,35,0],[34,1,35,1],[34,2,35,2],[34,3,35,3],[34,4,35,4],[34,5,35,5],[34,6,34,7],[40,0,40,6],[41,0,41,7],[42,0,42,7],[43,0,43,4],[43,5,43,7],[44,0,44,4],[44,6,44,7],[45,0,46,0],[45,1,46,1],[45,2,46,2],[45,3,46,3],[45,4,46,4],[45,5,46,5],[45,6,45,7],[54,0,54,6],[55,0,55,7],[56,0,56,7],[57,0,57,4],[57,5,57,7],[58,0,58,4],[58,6,58,7],[59,0,60,0],[59,1,60,1],[59,2,60,2],[59,3,60,3],[59,4,60,4],[59,5,60,5],[59,6,59,7],[67,0,67,6],[68,0,68,7],[69,0,69,7],[70,0,70,4],[70,5,70,7],[71,0,71,4],[71,6,71,7],[72,0,73,0],[72,1,73,1],[72,2,73,2],[72,3,73,3],[72,4,73,4],[72,5,73,5],[72,6,72,7],[79,2,79,3],[80,2,80,3],[82,0,82,6],[83,0,83,7],[84,0,84,7],[85,0,85,4],[85,5,85,7],[86,0,86,4],[86,6,86,7],[87,0,88,0],[87,1,88,1],[87,2,88,2],[87,3,88,3],[87,4,88,4],[87,5,88,5],[87,6,87,7],[89,2,89,3],[90,2,90,3],[92,2,92,3],[117,0,117,6],[118,0,118,6],[119,0,119,7]]}
["工程量清单综合单价报价表"]
[{"$nulls":5},"编制单位盖章："]
["工程名称：沙田福禄沙水厂分布式光伏发电项目-装饰钢结构部分",{"$nulls":5},"第 1 页  共 7 页"]
["序号","项目编码","项目名称","项目特征描述","计量\n单位","工程数量","金额（元）"]
[{"$nulls":6},"综合单价","合价"]
[null,null,"A.1 土石方工程"]
[1,"010101004002","挖基坑土方","1.土壤类别:综合考虑\n2.挖土深度:2m 内\n3.其他:按技术规范及设计图纸完成清单项目所需的一切相关工作","m3","16.53"]
[2,"010103001002","回填方","1.密实度要求:不小于0.94\n2.填方材料品种:综合考虑\n3.填方粒径要求:综合考虑\n4.其他:按技术规范及设计图纸完成清单项目所需的一切相关工作","m3","8.14"]
[3,"010103002002","余方弃置","1.废弃料品种:综合考虑\n2.其他:按技术规范及设计图纸完成清单项目所需的一切相关工作","m3","8.38"]
[null,null,"【土石方工程】分部小计"]
[null,null,"A.5 混凝土及钢筋混凝土工程"]
[4,"010501001003","垫层","1.混凝土种类:商品混凝土\n2.混凝土强度等级:C15\n3.含模板制作安装\n4.其他:按技术规范及设计图纸完成清单项目所需的一切相关工作","m3","1.6"]
[5,"010501003004","钢梯基础","1.混凝土种类:商品混凝土\n2.混凝土强度等级:C30\n3.含模板制作安装\n4.其他:按技术规范及设计图纸完成清单项目所需的一切相关工作","m3","6.48"]
[6,"010501003005","钢梯基础","1.素土夯实后浇筑C20混凝土\n2.混凝土种类:商品混凝土\n3.混凝土强度等级:C20\n4.含模板制作安装\n5.其他:按技术规范及设计图纸完成清单项目所需的一切相关工作","m3","0.3"]
[7,"010515001011","现浇构件钢筋","1.钢筋种类、规格:现浇构件带肋钢筋 φ12-16\n2.其他:按技术规范及设计图纸完成清单项目所需的一切相关工作","t","0.358"]
["本页小计"]
["编制人：                                   证号：                                 编制日期："]
["工程量清单综合单价报价表"]
[{"$nulls":5},"编制单位盖章："]
["工程名称：沙田福禄沙水厂分布式光伏发电项目-装饰钢结构部分",{"$nulls":5},"第 2 页  共 7 页"]
["序号","项目编码","项目名称","项目特征描述","计量\n单位","工程数量","金额（元）"]
[{"$nulls":6},"综合单价","合价"]
[8,"010507007007","柱脚包封","1.混凝土种类:素混凝土\n2.混凝土强度等级:C25\n3.其他:按技术规范及设计图纸完成清单项目所需的一切相关工作","m3","6.40"]
[9,"010902001013","柱脚包封防水","1.卷材品种、规格、厚度:3mm厚SBS防水卷材\n2.其他:按技术规范及设计图纸完成清单项目所需的一切相关工作","m2","120.96"]
[null,null,"【混凝土及钢筋混凝土工程】分部小计"]
[null,null,"A.6 金属结构工程"]
[10,"010603002015","空腹钢柱","1.柱类型:镀锌矩管钢柱\n2.钢材品种:Q355B\n3.钢材规格:矩管100x5.0\n4.单根柱质量:3t以内\n5.包含柱脚端板、加劲板、三角连接件等\n6.其他:按技术规范及设计图纸完成清单项目所需的一切相关工作","t","2.560"]
[11,"010603002016","空腹钢柱","1.柱类型:镀锌矩管钢柱\n2.钢材品种:Q355B\n3.钢材规格:矩管100x6.0\n4.单根柱质量:3t以内\n5.包含柱脚端板、加劲板、三角连接件等\n6.其他:按技术规范及设计图纸完成清单项目所需的一切相关工作","t","0.975"]
[12,"010603002017","空腹钢柱","1.柱类型:镀锌矩管钢柱\n2.钢材品种:Q355B\n3.钢材规格:口150*100*5\n4.单根柱质量:3t以内\n5.包含柱脚端板、加劲板、三角连接件等\n6.其他:按技术规范及设计图纸完成清单项目所需的一切相关工作","t","3.882"]
["本页小计"]
["编制人：                                   证号：                                 编制日期："]
["工程量清单综合单价报价表"]
[{"$nulls":5},"编制单位盖章："]
["工程名称：沙田福禄沙水厂分布式光伏发电项目-装饰钢结构部分",{"$nulls":5},"第 3 页  共 7 页"]
["序号","项目编码","项目名称","项目特征描述","计量\n单位","工程数量","金额（元）"]
[{"$nulls":6},"综合单价","合价"]
[13,"010604001032","钢梁","1.梁类型:镀锌矩管钢梁\n2.钢材品种:Q355B\n3.钢材规格:矩管200x100x4.0\n4.单根质量:1.5t以内\n5.包含安全绳固定件及加劲肋等\n6.其他:按技术规范及设计图纸完成清单项目所需的一切相关工作","t","15.213"]
[14,"010604001033","钢梁","1.梁类型:镀锌矩管钢梁\n2.钢材品种:Q355B\n3.钢材规格:矩管140x80x4.0\n4.单根质量:1.5t以内\n5.包含安全绳固定件及加劲肋等\n6.其他:按技术规范及设计图纸完成清单项目所需的一切相关工作","t","3.987"]
[15,"010604001034","钢梁","1.梁类型:镀锌矩管钢梁\n2.钢材品种:Q355B\n3.钢材规格:矩管150x100x4.0\n4.单根质量:1.5t以内\n5.包含安全绳固定件及加劲肋等\n6.其他:按技术规范及设计图纸完成清单项目所需的一切相关工作","t","5.400"]
[16,"010604001035","钢梁","1.梁类型:镀锌矩管钢梁\n2.钢材品种:Q355B\n3.钢材规格:矩管200x100x5.0\n4.单根质量:1.5t以内\n5.包含安全绳固定件及加劲肋等\n6.其他:按技术规范及设计图纸完成清单项目所需的一切相关工作","t","4.427"]
["本页小计"]
["编制人：                                   证号：                                 编制日期："]
["工程量清单综合单价报价表"]
[{"$nulls":5},"编制单位盖章："]
["工程名称：沙田福禄沙水厂分布式光伏发电项目-装饰钢结构部分",{"$nulls":5},"第 4 页  共 7 页"]
["序号","项目编码","项目名称","项目特征描述","计量\n单位","工程数量","金额（元）"]
[{"$nulls":6},"综合单价","合价"]
[17,"010606002022","钢檩条","1.构件类型:镀锌矩管檩条\n2.钢材品种:Q355B\n3.钢材规格:矩管120X60X3.0\n4.其他:按技术规范及设计图纸完成清单项目所需的一切相关工作","t","17.173"]
[18,"010606002023","钢檩条","1.构件类型:镀锌矩管檩条\n2.钢材品种:Q355B\n3.钢材规格:矩管100x50x3\n4.其他:按技术规范及设计图纸完成清单项目所需的一切相关工作","t","3.414"]
[19,"010606002024","钢檩条","1.构件类型:C型镀锌檩条\n2.钢材品种:Q235B\n3.钢材规格:C200x70x20x2.5\n4.其他:按技术规范及设计图纸完成清单项目所需的一切相关工作","t","11.85"]
[20,"010606001056","斜撑","1.构件类型:镀锌矩管斜撑\n2.钢材品种:Q235B\n3.钢材规格:口80*3\n4.其他:按技术规范及设计图纸完成清单项目所需的一切相关工作","t","2.376"]
[21,"010606001057","斜撑","1.构件类型:镀锌矩管斜撑\n2.钢材品种:Q235B\n3.钢材规格:口100x5.0\n4.其他:按技术规范及设计图纸完成清单项目所需的一切相关工作","t","1.673"]
[22,"010606001058","钢支撑","1.构件类型:圆钢支撑\n2.钢材品种:Q235B\n3.钢材规格:Φ16\n4.其他:按技术规范及设计图纸完成清单项目所需的一切相关工作","t","1.485"]
[23,"010606001059","系杆","1.构件类型:圆管系杆\n2.钢材品种:Q235B\n3.钢材规格:Φ76*3.0\n4.其他:按技术规范及设计图纸完成清单项目所需的一切相关工作","t","1.632"]
["本页小计"]
["编制人：                                   证号：                                 编制日期："]
["工程量清单综合单价报价表"]
[{"$nulls":5},"编制单位盖章："]
["工程名称：沙田福禄沙水厂分布式光伏发电项目-装饰钢结构部分",{"$nulls":5},"第 5 页  共 7 页"]
["序号","项目编码","项目名称","项目特征描述","计量\n单位","工程数量","金额（元）"]
[{"$nulls":6},"综合单价","合价"]
[24,"010606001060","系杆","1.构件类型:圆管系杆\n2.钢材品种:Q235B\n3.钢材规格:Φ89*3.0\n4.其他:按技术规范及设计图纸完成清单项目所需的一切相关工作","t","2.003"]
[25,"010606001061","拉条","1.构件类型:圆钢拉条\n2.钢材规格:Φ10\n3.其他:按技术规范及设计图纸完成清单项目所需的一切相关工作","t","0.671"]
[26,"010606001062","撑杆","1.构件类型:圆钢撑杆\n2.钢材规格:Φ10\n3.其他:按技术规范及设计图纸完成清单项目所需的一切相关工作","t","0.022"]
[27,"010606001063","撑杆","1.构件类型:圆管撑杆\n2.钢材品种:Q355B\n3.钢材规格:Φ32X2.0\n4.其他:按技术规范及设计图纸完成清单项目所需的一切相关工作","t","0.053"]
[28,"010606008002","钢梯","1.钢材品种、规格:Q235B\n2.钢梯形式:踏步式\n3.包含楼梯平台、楼梯梁、楼梯踏步、楼梯柱、踢脚板、柱脚端板等\n4.具体详见02J401\n5.其他:按技术规范及设计图纸完成清单项目所需的一切相关工作","t","4.229"]
[29,"010606009002","钢护栏","1.钢材品种、规格:Q235B\n2.栏杆扶手高度不小于900mm\n3.其他:按技术规范及设计图纸完成清单项目所需的一切相关工作","t","0.526"]
["本页小计"]
["编制人：                                   证号：                                 编制日期："]
["工程量清单综合单价报价表"]
[{"$nulls":5},"编制单位盖章："]
["工程名称：沙田福禄沙水厂分布式光伏发电项目-装饰钢结构部分",{"$nulls":5},"第 6 页  共 7 页"]
["序号","项目编码","项目名称","项目特征描述","计量\n单位","工程数量","金额（元）"]
[{"$nulls":6},"综合单价","合价"]
[30,"010606006007","维护通道","1.名称:维护通道\n2.盖板规格型号:S350GD+ZM275\n3.30*30*3方通(Q235)\n4.具体详见图纸CS-GF-05大样\n5.其他:按技术规范及设计图纸完成清单项目所需的一切相关工作","t","1.263"]
[31,"040602038019","M型水槽","1.名称:M型水槽\n2.材质:S350GD+ZM275\n3.具体详见图纸CS-GF-05大样\n4.其他:按技术规范及设计图纸完成清单项目所需的一切相关工作","m","2825.98"]
[32,"040602038020","横向水槽","1.名称:横向水槽\n2.材质:S350GD+ZM275\n3.具体详见图纸CS-GF-05大样\n4.其他:按技术规范及设计图纸完成清单项目所需的一切相关工作","m","1279.95"]
[33,"040602038021","汇水槽","1.名称:汇水槽\n2.材质:S350GD+ZM275\n3.具体详见图纸CS-GF-05大样\n4.其他:按技术规范及设计图纸完成清单项目所需的一切相关工作","m","309.31"]
[34,"010516001012","螺栓","1.螺栓种类:M12化学锚栓\n2.其他:按技术规范及设计图纸完成清单项目所需的一切相关工作","套","968"]
[null,null,"【金属结构工程】分部小计"]
[null,null,"A.8 门窗工程"]
[35,"010804005002","金属格栅门","1.门代号及洞口尺寸:900*1200mm\n2.门框、扇材质:方管50*50*2间距200\n3.其他:按技术规范及设计图纸完成清单项目所需的一切相关工作","m2","1.08"]
["本页小计"]
["编制人：                                   证号：                                 编制日期："]
["工程量清单综合单价报价表"]
[{"$nulls":5},"编制单位盖章："]
["工程名称：沙田福禄沙水厂分布式光伏发电项目-装饰钢结构部分",{"$nulls":5},"第 7 页  共 7 页"]
["序号","项目编码","项目名称","项目特征描述","计量\n单位","工程数量","金额（元）"]
[{"$nulls":6},"综合单价","合价"]
[null,null,"【门窗工程】分部小计"]
[null,null,"A.16 拆除工程"]
[36,"011607001007","原有屋面拆除","1.原有屋面拆除\n2.废料运距按15km考虑\n3.其他:按技术规范及设计图纸完成清单项目所需的一切相关工作","m2","24.32"]
[null,null,"【拆除工程】分部小计"]
{"$rows_empty":24}
["本页小计"]
["合  计"]
["编制人：                                   证号：                                 编制日期："]

{"sheet":"工程量清单报价汇总表【沙田福禄沙水厂分布式光伏发电项目-安","index":27,"n_rows":22,"n_cols":7,"rows_kept":22,"merged":[[0,0,0,6],[1,0,1,2],[1,4,1,6],[2,2,2,4],[3,2,3,4],[4,2,4,4],[5,2,5,4],[6,2,6,4],[7,2,7,4],[8,2,8,4],[9,2,9,4],[10,2,10,4],[11,2,11,4],[12,2,12,4],[13,2,13,4],[14,2,14,4],[15,2,15,4],[16,2,16,4],[17,2,17,4],[18,2,18,4],[19,2,19,4],[20,2,20,4],[21,2,21,4],[22,2,22,4],[23,2,23,4],[24,2,24,4],[25,2,25,4],[26,2,26,4],[27,2,27,4],[28,2,28,4],[29,2,29,4],[30,2,30,4],[31,2,31,4],[32,2,32,4],[33,2,33,4],[34,2,34,4],[35,2,35,4],[36,2,36,4]]}
["工程量清单报价汇总表"]
["工程名称：沙田福禄沙水厂分布式光伏发电项目-安装部分",{"$nulls":3},"第 1 页  共 1 页"]
["序号","费用名称","基数说明",null,null,"费率(%)","金额"]
["1","分部分项合计","分部分项合计"]
["2","措施合计","绿色施工安全防护措施费+其他措施费"]
["2.1","绿色施工安全防护措施费","安全及文明施工措施费"]
["2.2","其他措施费","其他措施费"]
["3","其他项目","其他项目合计"]
["3.1","暂列金额","暂列金额"]
["3.2","暂估价","暂估价合计"]
["3.3","计日工","计日工"]
["3.4","总承包服务费","总承包服务费"]
["3.5","预算包干费","预算包干费"]
["3.6","工程优质费","工程优质费"]
["3.7","概算幅度差","概算幅度差"]
["3.8","索赔费用","索赔费用"]
["3.9","现场签证费用","现场签证费用"]
["3.10","其他费用","其他费用"]
["4","税前工程造价","分部分项合计+措施合计+其他项目"]
["5","增值税销项税额","分部分项合计+措施合计+其他项目"]
["6","总造价","分部分项合计+措施合计+其他项目+增值税销项税额"]
["7","人工费","分部分项人工费+技术措施项目人工费+机上人工费"]

{"sheet":"分部分项工程量清单与计价表【沙田福禄沙水厂分布式光伏发电项","index":28,"n_rows":191,"n_cols":10,"rows_kept":191,"merged":[[0,0,0,9],[1,0,1,4],[1,5,1,6],[1,7,1,9],[2,0,3,0],[2,1,3,1],[2,2,3,2],[2,3,3,3],[2,4,3,5],[2,6,3,7],[2,8,2,9],[4,2,4,3],[4,4,4,5],[4,6,4,7],[5,2,5,3],[5,4,5,5],[5,6,5,7],[6,4,6,5],[6,6,6,7],[7,4,7,5],[7,6,7,7],[8,4,8,5],[8,6,8,7],[9,4,9,5],[9,6,9,7],[10,4,10,5],[10,6,10,7],[11,0,11,8],[12,0,12,4],[12,5,12,6],[12,7,12,9],[13,0,13,9],[14,0,14,4],[14,5,14,6],[14,7,14,9],[15,0,16,0],[15,1,16,1],[15,2,16,2],[15,3,16,3],[15,4,16,5],[15,6,16,7],[15,8,15,9],[17,4,17,5],[17,6,17,7],[18,4,18,5],[18,6,18,7],[19,4,19,5],[19,6,19,7],[20,4,20,5],[20,6,20,7],[21,4,21,5],[21,6,21,7],[22,4,22,5],[22,6,22,7],[23,0,23,8],[24,0,24,4],[24,5,24,6],[24,7,24,9],[25,0,25,9],[26,0,26,4],[26,5,26,6],[26,7,26,9],[27,0,28,0],[27,1,28,1],[27,2,28,2],[27,3,28,3],[27,4,28,5],[27,6,28,7],[27,8,27,9],[29,4,29,5],[29,6,29,7],[30,4,30,5],[30,6,30,7],[31,4,31,5],[31,6,31,7],[32,4,32,5],[32,6,32,7],[33,4,33,5],[33,6,33,7],[34,4,34,5],[34,6,34,7],[35,0,35,8],[36,0,36,4],[36,5,36,6],[36,7,36,9],[37,0,37,9],[38,0,38,4],[38,5,38,6],[38,7,38,9],[39,0,40,0],[39,1,40,1],[39,2,40,2],[39,3,40,3],[39,4,40,5],[39,6,40,7],[39,8,39,9],[41,4,41,5],[41,6,41,7],[42,4,42,5],[42,6,42,7],[43,4,43,5],[43,6,43,7],[44,4,44,5],[44,6,44,7],[45,4,45,5],[45,6,45,7],[46,4,46,5],[46,6,46,7],[47,4,47,5],[47,6,47,7],[48,4,48,5],[48,6,48,7],[49,0,49,8],[50,0,50,4],[50,5,50,6],[50,7,50,9],[51,0,51,9],[52,0,52,4],[52,5,52,6],[52,7,52,9],[53,0,54,0],[53,1,54,1],[53,2,54,2],[53,3,54,3],[53,4,54,5],[53,6,54,7],[53,8,53,9],[55,4,55,5],[55,6,55,7],[56,4,56,5],[56,6,56,7],[57,4,57,5],[57,6,57,7],[58,4,58,5],[58,6,58,7],[59,4,59,5],[59,6,59,7],[60,4,60,5],[60,6,60,7],[61,4,61,5],[61,6,61,7],[62,0,62,8],[63,0,63,4],[63,5,63,6],[63,7,63,9],[64,0,64,9],[65,0,65,4],[65,5,65,6],[65,7,65,9],[66,0,67,0],[66,1,67,1],[66,2,67,2],[66,3,67,3],[66,4,67,5],[66,6,67,7],[66,8,66,9],[68,4,68,5],[68,6,68,7],[69,4,69,5],[69,6,69,7],[70,4,70,5],[70,6,70,7],[71,4,71,5],[71,6,71,7],[72,4,72,5],[72,6,72,7],[73,4,73,5],[73,6,73,7],[74,4,74,5],[74,6,74,7],[75,4,75,5],[75,6,75,7],[76,0,76,8],[77,0,77,4],[77,5,77,6],[77,7,77,9],[78,0,78,9],[79,0,79,4],[79,5,79,6],[79,7,79,9],[80,0,81,0],[80,1,81,1],[80,2,81,2],[80,3,81,3],[80,4,81,5],[80,6,81,7],[80,8,80,9],[82,4,82,5],[82,6,82,7],[83,4,83,5],[83,6,83,7],[84,4,84,5],[84,6,84,7],[85,4,85,5],[85,6,85,7],[86,4,86,5],[86,6,86,7],[87,4,87,5],[87,6,87,7],[88,0,88,8],[89,0,89,4],[89,5,89,6],[89,7,89,9],[90,0,90,9],[91,0,91,4],[91,5,91,6],[91,7,91,9],[92,0,93,0],[92,1,93,1],[92,2,93,2],[92,3,93,3],[92,4,93,5],[92,6,93,7],[92,8,92,9],[94,4,94,5],[94,6,94,7],[95,4,95,5],[95,6,95,7],[96,4,96,5],[96,6,96,7],[97,4,97,5],[97,6,97,7],[98,2,98,3],[98,4,98,5],[98,6,98,7],[99,2,99,3],[99,4,99,5],[99,6,99,7],[100,4,100,5],[100,6,100,7],[101,4,101,5],[101,6,101,7],[102,0,102,8],[103,0,103,4],[103,5,103,6],[103,7,103,9],[104,0,104,9],[105,0,105,4],[105,5,105,6],[105,7,105,9],[106,0,107,0],[106,1,107,1],[106,2,107,2],[106,3,107,3],[106,4,107,5],[106,6,107,7],[106,8,106,9],[108,4,108,5],[108,6,108,7],[109,4,109,5],[109,6,109,7],[110,4,110,5],[110,6,110,7],[111,2,111,3],[111,4,111,5],[111,6,111,7],[112,2,112,3],[112,4,112,5],[112,6,112,7],[113,4,113,5],[113,6,113,7],[114,4,114,5],[114,6,114,7],[115,4,115,5],[115,6,115,7],[116,4,116,5],[116,6,116,7],[117,0,117,8],[118,0,118,4],[118,5,118,6],[118,7,118,9],[119,0,119,9],[120,0,120,4],[120,5,120,6],[120,7,120,9],[121,0,122,0],[121,1,122,1],[121,2,122,2],[121,3,122,3],[121,4,122,5],[121,6,122,7],[121,8,121,9],[123,4,123,5],[123,6,123,7],[124,4,124,5],[124,6,124,7],[125,4,125,5],[125,6,125,7],[126,4,126,5],[126,6,126,7],[127,4,127,5],[127,6,127,7],[128,4,128,5],[128,6,128,7],[129,4,129,5],[129,6,129,7],[130,4,130,5],[130,6,130,7],[131,0,131,8],[132,0,132,4],[132,5,132,6],[132,7,132,9],[133,0,133,9],[134,0,134,4],[134,5,134,6],[134,7,134,9],[135,0,136,0],[135,1,136,1],[135,2,136,2],[135,3,136,3],[135,4,136,5],[135,6,136,7],[135,8,135,9],[137,4,137,5],[137,6,137,7],[138,4,138,5],[138,6,138,7],[139,4,139,5],[139,6,139,7],[140,4,140,5],[140,6,140,7],[141,2,141,3],[141,4,141,5],[141,6,141,7],[142,2,142,3],[142,4,142,5],[142,6,142,7],[143,4,143,5],[143,6,143,7],[144,4,144,5],[144,6,144,7],[145,0,145,8],[146,0,146,4],[146,5,146,6],[146,7,146,9],[147,0,147,9],[148,0,148,4],[148,5,148,6],[148,7,148,9],[149,0,150,0],[149,1,150,1],[149,2,150,2],[149,3,150,3],[149,4,150,5],[149,6,150,7],[149,8,149,9],[151,4,151,5],[151,6,151,7],[152,4,152,5],[152,6,152,7],[153,4,153,5],[153,6,153,7],[154,4,154,5],[154,6,154,7],[155,4,155,5],[155,6,155,7],[156,4,156,5],[156,6,156,7],[157,4,157,5],[157,6,157,7],[158,0,158,8],[159,0,159,4],[159,5,159,6],[159,7,159,9],[160,0,160,9],[161,0,161,4],[161,5,161,6],[161,7,161,9],[162,0,163,0],[162,1,163,1],[162,2,163,2],[162,3,163,3],[162,4,163,5],[162,6,163,7],[162,8,162,9],[164,4,164,5],[164,6,164,7],[165,2,165,3],[165,4,165,5],[165,6,165,7],[166,2,166,3],[166,4,166,5],[166,6,166,7],[167,4,167,5],[167,6,167,7],[168,2,168,3],[168,4,168,5],[168,6,168,7],[169,4,169,5],[169,6,169,7],[170,4,170,5],[170,6,170,7],[171,4,171,5],[171,6,171,7],[172,4,172,5],[172,6,172,7],[173,4,173,5],[173,6,173,7],[174,4,174,5],[174,6,174,7],[175,4,175,5],[175,6,175,7],[176,4,176,5],[176,6,176,7],[177,4,177,5],[177,6,177,7],[178,4,178,5],[178,6,178,7],[179,4,179,5],[179,6,179,7],[180,4,180,5],[180,6,180,7],[181,4,181,5],[181,6,181,7],[182,4,182,5],[182,6,182,7],[183,4,183,5],[183,6,183,7],[184,4,184,5],[184,6,184,7],[185,4,185,5],[185,6,185,7],[186,4,186,5],[186,6,186,7],[187,4,187,5],[187,6,187,7],[188,0,188,8],[189,0,189,8],[190,0,190,4],[190,5,190,6],[190,7,190,9]]}
["分部分项工程量清单与计价表"]
["工程名称：沙田福禄沙水厂分布式光伏发电项目-安装部分",{"$nulls":6},"(编制单位盖章)"]
["序号","项目编码","项目名称","项目特征描述","计量\n单位",null,"工程量",null,"金额（元）"]
[{"$nulls":8},"综合单价","合价"]
[null,null,"   电气系统"]
[null,null,"   光伏系统"]
[1,"031006005041","620Wp单晶硅光伏组件","1.名称:单晶硅光伏组件\n2.型号:620Wp,组件尺寸：2382*1134*30mm\n3、含铝合金6063-T5压块\n4.本体工程及附件安装\n5.综合考虑完成该工艺的所有施工内容，详见设计图纸及相关规范等\n6.池面上组件","块",null,"630"]
[2,"031006005042","620Wp单晶硅光伏组件","1.名称:单晶硅光伏组件\n2.型号:620Wp,组件尺寸：2382*1134*30mm\n3、含铝合金6063-T5压块\n4.本体工程及附件安装\n5.综合考虑完成该工艺的所有施工内容，详见设计图纸及相关规范等\n6.屋面上组件","块",null,"1102"]
[3,"030405002077","光伏逆变器","1.名称:30kW逆变器\n2.规格、型号:最大输入电压：1100V 额定电网电压：400Vac\n3.本体工程及附件安装\n4.综合考虑完成该工艺的所有施工内容，详见设计图纸及相关规范等","台",null,"2"]
[4,"030405002078","光伏逆变器","1.名称:40kW逆变器\n2.规格、型号:最大输入电压：1100V 额定电网电压：400Vac\n3.本体工程及附件安装\n4.综合考虑完成该工艺的所有施工内容，详见设计图纸及相关规范等","台",null,"1"]
[5,"030405002079","光伏逆变器","1.名称:100kW逆变器\n2.规格、型号:最大输入电压：1100V 额定电网电压：400Vac\n3.本体工程及附件安装\n4.综合考虑完成该工艺的所有施工内容，详见设计图纸及相关规范等","台",null,"3"]
["本页小计"]
[{"$nulls":7},"第 1 页  共 13 页"]
["分部分项工程量清单与计价表"]
["工程名称：沙田福禄沙水厂分布式光伏发电项目-安装部分",{"$nulls":6},"(编制单位盖章)"]
["序号","项目编码","项目名称","项目特征描述","计量\n单位",null,"工程量",null,"金额（元）"]
[{"$nulls":8},"综合单价","合价"]
[6,"030405002080","光伏逆变器","1.名称:150kW逆变器\n2.规格、型号:最大输入电压：1100V 额定电网电压：400Vac\n3.本体工程及附件安装\n4.综合考虑完成该工艺的所有施工内容，详见设计图纸及相关规范等","台",null,"4"]
[7,"030404017070","汇流箱 2进1出","1.名称:汇流箱 2进1出\n2.本体工程及附件安装\n3.综合考虑完成该工艺的所有施工内容，详见设计图纸及相关规范等","台",null,"3"]
[8,"030404017071","汇流箱 3进1出","1.名称:汇流箱 3进1出\n2.本体工程及附件安装\n3.综合考虑完成该工艺的所有施工内容，详见设计图纸及相关规范等","台",null,"1"]
[9,"030408001140","电力电缆","1.名称:光伏电缆\n2.规格、型号:PV1-F 1x4\n3.敷设方式:综合考虑\n4.综合考虑完成该工艺的所有施工内容，详见设计图纸及相关规范等","m",null,"9608.19"]
[10,"030408001141","电力电缆","1.名称:电力电缆 \n2.型号:ZRC-YJV\n3.规格:4*16\n4.材质:铜芯\n5.电压等级(kV):0.6/1kV\n6.综合考虑完成该工艺的所有施工内容，详见设计图纸及相关规范等","m",null,"23.31"]
[11,"030408001142","电力电缆","1.名称:电力电缆 \n2.型号:ZRC-YJV\n3.规格:3*70+1*35\n4.材质:铜芯\n5.电压等级(kV):0.6/1kV\n6.综合考虑完成该工艺的所有施工内容，详见设计图纸及相关规范等","m",null,"144.27"]
["本页小计"]
[{"$nulls":7},"第 2 页  共 13 页"]
["分部分项工程量清单与计价表"]
["工程名称：沙田福禄沙水厂分布式光伏发电项目-安装部分",{"$nulls":6},"(编制单位盖章)"]
["序号","项目编码","项目名称","项目特征描述","计量\n单位",null,"工程量",null,"金额（元）"]
[{"$nulls":8},"综合单价","合价"]
[12,"030408001143","电力电缆","1.名称:电力电缆 \n2.型号:ZRC-YJV\n3.规格:3*95+1*50\n4.材质:铜芯\n5.电压等级(kV):0.6/1kV\n6.综合考虑完成该工艺的所有施工内容，详见设计图纸及相关规范等","m",null,"140.38"]
[13,"030408001144","电力电缆","1.名称:电力电缆 \n2.型号:ZRC-YJV\n3.规格:3*150+1*70\n4.材质:铜芯\n5.电压等级(kV):0.6/1kV\n6.综合考虑完成该工艺的所有施工内容，详见设计图纸及相关规范等","m",null,"157.37"]
[14,"030408001146","电力电缆","1.名称:电力电缆 \n2.型号:ZRC-YJV\n3.规格:3*185+1*95\n4.材质:铜芯\n5.电压等级(kV):0.6/1kV\n6.综合考虑完成该工艺的所有施工内容，详见设计图纸及相关规范等","m",null,"22.01"]
[15,"030408001147","电力电缆","1.名称:电力电缆 \n2.型号:ZRC-YJV\n3.规格:3*240+1*120\n4.材质:铜芯\n5.电压等级(kV):0.6/1kV\n6.综合考虑完成该工艺的所有施工内容，详见设计图纸及相关规范等","m",null,"104.41"]
[16,"030408001148","电力电缆","1.名称:电力电缆 \n2.型号:ZRC-YJV\n3.规格:3*300+1*150\n4.材质:铜芯\n5.电压等级(kV):0.6/1kV\n6.综合考虑完成该工艺的所有施工内容，详见设计图纸及相关规范等","m",null,"256.21"]
[17,"030408006096","电力电缆头","1.名称:电缆终端头\n2.规格、型号:16mm2以下\n3.综合考虑完成该工艺的所有施工内容，详见设计图纸及相关规范等","个",null,"6"]
["本页小计"]
[{"$nulls":7},"第 3 页  共 13 页"]
["分部分项工程量清单与计价表"]
["工程名称：沙田福禄沙水厂分布式光伏发电项目-安装部分",{"$nulls":6},"(编制单位盖章)"]
["序号","项目编码","项目名称","项目特征描述","计量\n单位",null,"工程量",null,"金额（元）"]
[{"$nulls":8},"综合单价","合价"]
[18,"030408006097","电力电缆头","1.名称:电缆终端头\n2.规格、型号:70mm2以下\n3.综合考虑完成该工艺的所有施工内容，详见设计图纸及相关规范等","个",null,"6"]
[19,"030408006098","电力电缆头","1.名称:电缆终端头\n2.规格、型号:120mm2以下\n3.综合考虑完成该工艺的所有施工内容，详见设计图纸及相关规范等","个",null,"2"]
[20,"030408006099","电力电缆头","1.名称:电缆终端头\n2.规格、型号:185mm2以下\n3.综合考虑完成该工艺的所有施工内容，详见设计图纸及相关规范","个",null,"12"]
[21,"030408006100","电力电缆头","1.名称:电缆终端头\n2.规格、型号:240mm2以下\n3.综合考虑完成该工艺的所有施工内容，详见设计图纸及相关规范","个",null,"4"]
[22,"030408006101","电力电缆头","1.名称:电缆终端头\n2.规格、型号:300mm2以下\n3.综合考虑完成该工艺的所有施工内容，详见设计图纸及相关规范等","个",null,"6"]
[23,"030411003082","线槽（含辅件）","1.名称:线槽（含辅件）\n2.规格：200*100*2.0\n3.含支架等\n4.本体工程及附件安装\n5.综合考虑完成该工艺的所有施工内容，详见设计图纸及相关规范等","m",null,"125.4"]
[24,"030411003083","线槽（含辅件）","1.名称:线槽（含辅件）\n2.规格、型号:100×50*1.0\n3.含连接件等\n4.本体工程及附件安装\n5.综合考虑完成该工艺的所有施工内容，详见设计图纸及相关规范范等","m",null,"313.71"]
[25,"030411003084","线槽（含辅件）","1.名称:线槽（含辅件）\n2.规格、型号:50×50*0.8\n3.含连接件等\n4.本体工程及附件安装\n5.综合考虑完成该工艺的所有施工内容，详见设计图纸及相关规范范等","m",null,"59.94"]
["本页小计"]
[{"$nulls":7},"第 4 页  共 13 页"]
["分部分项工程量清单与计价表"]
["工程名称：沙田福禄沙水厂分布式光伏发电项目-安装部分",{"$nulls":6},"(编制单位盖章)"]
["序号","项目编码","项目名称","项目特征描述","计量\n单位",null,"工程量",null,"金额（元）"]
[{"$nulls":8},"综合单价","合价"]
[26,"030413001021","桥架支架","1.名称:桥架支架\n2.材质:铁构件\n3.规格:综合考虑\n4.综合考虑完成该工艺的所有施工内容，详见设计图纸及相关规范等","kg",null,"192.13"]
[27,"030404004042","并网计量柜","1.名称:并网计量柜\n2.规格、型号:BWG1 P14，屏柜尺寸：800×800×2200\n3.含内部组件组装等\n4.本体工程及附件安装和槽钢支架等\n5.综合考虑完成该工艺的所有施工内容，详见设计图纸及相关规范等","台",null,"1"]
[28,"030404004043","并网计量柜","1.名称:并网计量柜\n2.规格、型号:BWG2 P15，屏柜尺寸：800×800×2200\n3.含内部组件组装等\n4.本体工程及附件安装和槽钢支架等\n5.综合考虑完成该工艺的所有施工内容，详见设计图纸及相关规范等","台",null,"1"]
[29,"030414002021","送配电装置系统","1.名称:送配电装置系统\n2.综合考虑完成该工艺的所有施工内容，详见设计图纸及相关规范等","系统",null,"2"]
[30,"010401011007","砌筑井","1.名称:单页手井\n2.具体做法详图纸大样\n3.综合考虑完成该工艺的所有施工内容，详见设计图纸及相关规范等","座",null,"7"]
[31,"010401011008","砌筑井","1.名称:简易手井\n2.具体做法详图纸大样\n3.综合考虑完成该工艺的所有施工内容，详见设计图纸及相关规范等","座",null,"4"]
[32,"粤050401008002","并网柜围栏","1.材料种类、规格:并网柜围栏\n2.规格:2500*2000*2400\n3.综合考虑完成该工艺的所有施工内容，详见设计图纸及相关规范等","m2",null,"21.6"]
["本页小计"]
[{"$nulls":7},"第 5 页  共 13 页"]
["分部分项工程量清单与计价表"]
["工程名称：沙田福禄沙水厂分布式光伏发电项目-安装部分",{"$nulls":6},"(编制单位盖章)"]
["序号","项目编码","项目名称","项目特征描述","计量\n单位",null,"工程量",null,"金额（元）"]
[{"$nulls":8},"综合单价","合价"]
[33,"040401006004","逆变器遮雨棚","1.名称:逆变器遮雨棚\n2.综合考虑完成该工艺的所有施工内容，详见设计图纸及相关规范等","座",null,"4"]
[34,"050307009041","标志牌","1.名称:标志牌\n2.类别:安健环详图、警示牌图、光伏发电站场应急处置卡\n3.规格、型号:1200*800\n4.综合考虑完成该工艺的所有施工内容，详见设计图纸及相关规范等","个",null,"2"]
[35,"050307009042","标志牌","1.名称:标志牌\n2.类别:0.4kV结线图\n3.综合考虑完成该工艺的所有施工内容，详见设计图纸及相关规范等","个",null,"2"]
[36,"030408009003","防火泥","1.名称:防火泥\n2.综合考虑完成该工艺的所有施工内容，详见设计图纸及相关规范等","kg",null,"30"]
[37,"030404035003","插座","1.名称:插线排\n2.规格:5口\n3.综合考虑完成该工艺的所有施工内容，详见设计图纸及相关规范等","个",null,"5"]
[38,"040501004056","塑料管","1.名称:3孔埋管\n2.材质及规格:PVC110\n3.具体做法详图纸大样\n4.综合考虑完成该工艺的所有施工内容，详见设计图纸及相关规范等","m",null,"31.37"]
[39,"040501004057","塑料管","1.名称:4孔埋管\n2.材质及规格:PVC110\n3.具体做法详图纸大样\n4.综合考虑完成该工艺的所有施工内容，详见设计图纸及相关规范等","m",null,"14.15"]
[40,"040501004058","塑料管","1.名称:5孔埋管\n2.材质及规格:PVC110\n3.含管道、管件等\n4.具体做法详图纸大样\n5.综合考虑完成该工艺的所有施工内容，详见设计图纸及相关规范等","m",null,"0.83"]
["本页小计"]
[{"$nulls":7},"第 6 页  共 13 页"]
["分部分项工程量清单与计价表"]
["工程名称：沙田福禄沙水厂分布式光伏发电项目-安装部分",{"$nulls":6},"(编制单位盖章)"]
["序号","项目编码","项目名称","项目特征描述","计量\n单位",null,"工程量",null,"金额（元）"]
[{"$nulls":8},"综合单价","合价"]
[41,"040501004059","塑料管","1.名称:6孔埋管\n2.材质及规格:PVC110\n3.含管道、管件等\n4.具体做法详图纸大样\n5.综合考虑完成该工艺的所有施工内容，详见设计图纸及相关规范等","m",null,"10.55"]
[42,"041001001020","拆除路面","1.材质:拆除路面\n2.厚度:25cm\n3.旧路面机械切缝及破除\n4.具体做法详图纸大样\n5.综合考虑完成该工艺的所有施工内容，详见设计图纸及相关规范等","m2",null,"54.77"]
[43,"040101002058","挖沟槽土方","1.土壤类别:挖沟槽土方\n2.挖土深度:2m 内\n3.一二类土\n4.具体做法详图纸大样\n5.综合考虑完成该工艺的所有施工内容，详见设计图纸及相关规范等","m3",null,"22.73"]
[44,"040303001020","垫层","1.名称:垫层\n2.材质:石屑\n3.具体做法详图纸大样\n4.综合考虑完成该工艺的所有施工内容，详见设计图纸及相关规范等","m3",null,"2.64"]
[45,"040103001035","回填方","1.名称:回填方\n2.填方材料品种:回填用砂\n3.具体做法详图纸大样\n4.综合考虑完成该工艺的所有施工内容，详见设计图纸及相关规范等","m3",null,"6.9"]
[46,"040202003039","水泥稳定土","1.名称:回填方\n2.填方材料品种:集中拌合水泥石屑混合料 水泥含量 4%\n3.具体做法详图纸大样\n4.综合考虑完成该工艺的所有施工内容，详见设计图纸及相关规范等","m3",null,"3.99"]
["本页小计"]
[{"$nulls":7},"第 7 页  共 13 页"]
["分部分项工程量清单与计价表"]
["工程名称：沙田福禄沙水厂分布式光伏发电项目-安装部分",{"$nulls":6},"(编制单位盖章)"]
["序号","项目编码","项目名称","项目特征描述","计量\n单位",null,"工程量",null,"金额（元）"]
[{"$nulls":8},"综合单价","合价"]
[47,"040202003040","水泥稳定土","1.名称:回填方\n2.填方材料品种:集中拌合水泥石屑混合料 水泥含量 6%\n3.具体做法详图纸大样\n4.综合考虑完成该工艺的所有施工内容，详见设计图纸及相关规范等","m3",null,"6.23"]
[48,"050402002020","现浇混凝土路面","1.名称:现浇混凝土路面\n2.厚度:25cm  C30\n3.具体做法详图纸大样\n4.综合考虑完成该工艺的所有施工内容，详见设计图纸及相关规范等","m2",null,"54.77"]
[49,"040101002059","余方外运","1.土壤类别:余方外运\n2.运距:按15km考虑\n3.一二类土\n4.具体做法详图纸大样\n5.综合考虑完成该工艺的所有施工内容，详见设计图纸及相关规范等","m3",null,"22.73"]
[50,"040101002060","余方外运","1.土壤类别:余方外运\n2.运距:按15km考虑\n3.路面块料\n4.具体做法详图纸大样\n5.综合考虑完成该工艺的所有施工内容，详见设计图纸及相关规范等","m3",null,"10.12"]
[null,null,"【光伏系统】分部小计"]
[null,null,"   防雷接地系统"]
[51,"030409002018","接地母线","1.名称:接地扁钢\n2.规格、型号:热镀锌扁钢 -40×4\n3.综合考虑完成该工艺的所有施工内容，详见设计图纸及相关规范等","m",null,"1043.19"]
[52,"030409003035","避雷引下线","1.名称:避雷引下线\n2.材质:镀锌扁钢\n3.规格:40*4\n4.断接卡子:含断接卡子\n5.综合考虑完成该工艺的所有施工内容，详见设计图纸及相关规范等","m",null,"71.69"]
["本页小计"]
[{"$nulls":7},"第 8 页  共 13 页"]
["分部分项工程量清单与计价表"]
["工程名称：沙田福禄沙水厂分布式光伏发电项目-安装部分",{"$nulls":6},"(编制单位盖章)"]
["序号","项目编码","项目名称","项目特征描述","计量\n单位",null,"工程量",null,"金额（元）"]
[{"$nulls":8},"综合单价","合价"]
[53,"030409003036","断接卡子","1.名称:断接卡子制作、安装\n2.材质:镀锌扁钢\n3.规格:40*4\n4.综合考虑完成该工艺的所有施工内容，详见设计图纸及相关规范等","套",null,"32"]
[54,"030411004043","接地线","1.名称:接地跨接线\n2.规格、型号:BVR-1×4\n3.综合考虑完成该工艺的所有施工内容，详见设计图纸及相关规范等","处",null,"1732"]
[55,"040807003016","接地装置调试","1.名称:接地装置调试 接地网\n2.综合考虑完成该工艺的所有施工内容，详见设计图纸及相关规范等","系统",null,"5"]
[null,null,"【防雷接地系统】分部小计"]
[null,null,"   弱电系统"]
[56,"030404017072","配电箱","1.名称:监控防水箱\n2.综合考虑完成该工艺的所有施工内容，详见设计图纸及相关规范等","台",null,"4"]
[57,"030607006021","数据采集器","1.名称:数据采集器\n2.型号:符合设计需求及满足现场设备需求\n3.规格:225*160*44\n4.功能:设备安装及调试\n5.综合考虑完成该工艺的所有施工内容，详见设计图纸及相关规范等","套",null,"1"]
[58,"030502001021","机柜、机架","1.名称:网络机柜6U壁挂式\n2.规格:宽550*深400*高300\n3.安装方式:室内壁装\n4.综合考虑完成该工艺的所有施工内容，详见设计图纸及相关规范等","台",null,"1"]
[59,"030501012041","交换机","1.名称:交换机\n2.功能:32口，带POE\n3.综合考虑完成该工艺的所有施工内容，详见设计图纸及相关规范等","台",null,"1"]
["本页小计"]
[{"$nulls":7},"第 9 页  共 13 页"]
["分部分项工程量清单与计价表"]
["工程名称：沙田福禄沙水厂分布式光伏发电项目-安装部分",{"$nulls":6},"(编制单位盖章)"]
["序号","项目编码","项目名称","项目特征描述","计量\n单位",null,"工程量",null,"金额（元）"]
[{"$nulls":8},"综合单价","合价"]
[60,"030501012042","交换机","1.名称:交换机\n2.功能:8口，带POE\n3.综合考虑完成该工艺的所有施工内容，详见设计图纸及相关规范等","台",null,"4"]
[61,"040205020039","监控摄像机","1.类型:红外高清高速球机\n2.规格、型号:400w像素\n3.综合考虑完成该工艺的所有施工内容，详见设计图纸及相关规范等","台",null,"10"]
[62,"040205020040","摄像机支架","1.类型:摄像机支架（横梁上安装）\n2.规格、型号:按设备情况确定\n3.支架形式:壁挂式支架\n4.综合考虑完成该工艺的所有施工内容，详见设计图纸及相关规范等","台",null,"10"]
[63,"030506008021","视频系统调试","1.名称:安全防范分系统调试 电视监控系统 摄像机\n2.综合考虑完成该工艺的所有施工内容，详见设计图纸及相关规范等","系统",null,"10"]
[64,"030409010021","浪涌保护器","1.名称:浪涌保护器\n2.综合考虑完成该工艺的所有施工内容，详见设计图纸及相关规范等","个",null,"10"]
[65,"030501010021","光纤收发器","1.名称:光纤收发器\n2.类别:千兆单模单纤\n3.综合考虑完成该工艺的所有施工内容，详见设计图纸及相关规范等","台",null,"4"]
[66,"030502009020","尾纤","1.名称:尾纤\n2.类别:单模单纤\n3.综合考虑完成该工艺的所有施工内容，详见设计图纸及相关规范等","条",null,"4"]
[67,"030502007021","光缆","1.名称:光缆\n2.规格:6芯\n3.综合考虑完成该工艺的所有施工内容，详见设计图纸及相关规范等","m",null,"1261.2"]
["本页小计"]
[{"$nulls":7},"第 10 页  共 13 页"]
["分部分项工程量清单与计价表"]
["工程名称：沙田福禄沙水厂分布式光伏发电项目-安装部分",{"$nulls":6},"(编制单位盖章)"]
["序号","项目编码","项目名称","项目特征描述","计量\n单位",null,"工程量",null,"金额（元）"]
[{"$nulls":8},"综合单价","合价"]
[68,"030502005021","双绞线缆","1.名称:双绞线缆\n2.规格:超六类网线\n3.线缆对数:CAT6E\n4.敷设方式:管槽内安装\n5.综合考虑完成该工艺的所有施工内容，详见设计图纸及相关规范等","m",null,"386.04"]
[69,"030411001033","配管","1.名称:PVC电线管\n2.规格、型号:Φ25\n3.敷设方式:综合考虑\n4.综合考虑完成该工艺的所有施工内容，详见设计图纸及相关规范等","m",null,"1664.83"]
[70,"030411004044","配线","1.名称:配线\n2.型号:ZR-RVSP\n3.规格:2*1.0\n4.材质:铜\n5.综合考虑完成该工艺的所有施工内容，详见设计图纸及相关规范等","m",null,"17.59"]
[71,"030411006030","接线盒","1.名称:接线盒安装 普通接线盒 明装\n2.综合考虑完成该工艺的所有施工内容，详见设计图纸及相关规范等","个",null,"10"]
[null,null,"【弱电系统】分部小计"]
[null,null,"   清洗系统"]
[72,"030901011021","给水栓","1.安装方式:给水栓\n2.型号、规格:DN32\n3.综合考虑完成该工艺的所有施工内容，详见设计图纸及相关规范等","套",null,"18"]
[73,"030109012016","增压泵","1.名称:增压泵\n2.型号:电压：220V  进出口径：DN32    扬程：≥25m\n3.功能:设备安装及调试\n4.综合考虑完成该工艺的所有施工内容，详见设计图纸及相关规范等","台",null,"4"]
["本页小计"]
[{"$nulls":7},"第 11 页  共 13 页"]
["分部分项工程量清单与计价表"]
["工程名称：沙田福禄沙水厂分布式光伏发电项目-安装部分",{"$nulls":6},"(编制单位盖章)"]
["序号","项目编码","项目名称","项目特征描述","计量\n单位",null,"工程量",null,"金额（元）"]
[{"$nulls":8},"综合单价","合价"]
[74,"031001006041","塑料管","1.名称:PPR给水管\n2.规格、型号:DN32\n3.连接形式:热熔\n4.综合考虑完成该工艺的所有施工内容，详见设计图纸及相关规范等","m",null,"422.43"]
[75,"031003013021","水表","1.名称:水表组\n2.规格、型号:DN32\n3.连接形式:热熔\n4.其他:包含1个水表，1个截止阀\n5.综合考虑完成该工艺的所有施工内容，详见设计图纸及相关规范等","组",null,"4"]
[76,"031003001041","截止阀","1.类型:截止阀\n2.规格、压力等级:DN32\n3.综合考虑完成该工艺的所有施工内容，详见设计图纸及相关规范等","个",null,"8"]
[77,"031003001042","止回阀","1.类型:止回阀\n2.规格、压力等级:DN32\n3.综合考虑完成该工艺的所有施工内容，详见设计图纸及相关规范等","个",null,"4"]
[78,"030601002021","压力仪表","1.类型:压力表\n2.综合考虑完成该工艺的所有施工内容，详见设计图纸及相关规范等","台",null,"4"]
[79,"031002001021","管道支架","1.材质:管道支架\n2.管架形式:综合考虑\n3.综合考虑完成该工艺的所有施工内容，详见设计图纸及相关规范等","kg",null,"40.96"]
[80,"030901013021","灭火器","1.名称:手提式灭火器\n2.类别:水基型MQ6\n3.规格、型号:含2具灭火器一个箱体\n4.综合考虑完成该工艺的所有施工内容，详见设计图纸及相关规范等","具",null,"10"]
["本页小计"]
[{"$nulls":7},"第 12 页  共 13 页"]
["分部分项工程量清单与计价表"]
["工程名称：沙田福禄沙水厂分布式光伏发电项目-安装部分",{"$nulls":6},"(编制单位盖章)"]
["序号","项目编码","项目名称","项目特征描述","计量\n单位",null,"工程量",null,"金额（元）"]
[{"$nulls":8},"综合单价","合价"]
[81,"031001006042","塑料管","1.安装部位:室外塑料排水管\n2.介质:雨水\n3.材质、规格:PVC-100\n4.连接形式:粘接\n5.综合考虑完成该工艺的所有施工内容，详见设计图纸及相关规范等","m",null,"7"]
[null,null,"【清洗系统】分部小计"]
[null,null,"   防护措施及物探"]
[82,"030310004020","物探费","1.名称:开挖管道探测费\n2.综合考虑完成该工艺的所有施工内容，详见设计图纸及相关规范等","m",null,"56.89"]
[null,null,"【防护措施及物探】分部小计"]
{"$rows_empty":19}
["本页小计"]
["合  计"]
[{"$nulls":7},"第 13 页  共 13 页"]

{"sheet":"工程量清单报价汇总表【东莞市水务环境投资控股集团分布式光伏","index":29,"n_rows":22,"n_cols":7,"rows_kept":22,"merged":[[0,0,0,6],[1,0,1,2],[1,4,1,6],[2,2,2,4],[3,2,3,4],[4,2,4,4],[5,2,5,4],[6,2,6,4],[7,2,7,4],[8,2,8,4],[9,2,9,4],[10,2,10,4],[11,2,11,4],[12,2,12,4],[13,2,13,4],[14,2,14,4],[15,2,15,4],[16,2,16,4],[17,2,17,4],[18,2,18,4],[19,2,19,4],[20,2,20,4],[21,2,21,4],[22,2,22,4],[23,2,23,4],[24,2,24,4],[25,2,25,4],[26,2,26,4],[27,2,27,4],[28,2,28,4],[29,2,29,4],[30,2,30,4],[31,2,31,4],[32,2,32,4],[33,2,33,4],[34,2,34,4],[35,2,35,4],[36,2,36,4]]}
["工程量清单报价汇总表"]
["工程名称：东莞市水务环境投资控股集团分布式光伏发电项目（第一批）净水厂项目采购项目（预留组件）",{"$nulls":3},"第 1 页  共 1 页"]
["序号","费用名称","基数说明",null,null,"费率(%)","金额"]
["1","分部分项合计","分部分项合计"]
["2","措施合计","绿色施工安全防护措施费+其他措施费"]
["2.1","绿色施工安全防护措施费","安全及文明施工措施费"]
["2.2","其他措施费","其他措施费"]
["3","其他项目","其他项目合计"]
["3.1","暂列金额","暂列金额"]
["3.2","暂估价","暂估价合计"]
["3.3","计日工","计日工"]
["3.4","总承包服务费","总承包服务费"]
["3.5","预算包干费","预算包干费"]
["3.6","工程优质费","工程优质费"]
["3.7","概算幅度差","概算幅度差"]
["3.8","索赔费用","索赔费用"]
["3.9","现场签证费用","现场签证费用"]
["3.10","其他费用","其他费用"]
["4","税前工程造价","分部分项合计+措施合计+其他项目"]
["5","增值税销项税额","分部分项合计+措施合计+其他项目"]
["6","总造价","分部分项合计+措施合计+其他项目+增值税销项税额"]
["7","人工费","分部分项人工费+技术措施项目人工费+机上人工费"]

{"sheet":"分部分项工程量清单与计价表【东莞市水务环境投资控股集团分布","index":30,"n_rows":31,"n_cols":10,"rows_kept":31,"merged":[[0,0,0,9],[1,0,1,4],[1,5,1,6],[1,7,1,9],[2,0,3,0],[2,1,3,1],[2,2,3,2],[2,3,3,3],[2,4,3,5],[2,6,3,7],[2,8,2,9],[4,2,4,3],[4,4,4,5],[4,6,4,7],[5,2,5,3],[5,4,5,5],[5,6,5,7],[6,4,6,5],[6,6,6,7],[7,2,7,3],[7,4,7,5],[7,6,7,7],[8,4,8,5],[8,6,8,7],[9,4,9,5],[9,6,9,7],[10,4,10,5],[10,6,10,7],[11,4,11,5],[11,6,11,7],[12,4,12,5],[12,6,12,7],[13,4,13,5],[13,6,13,7],[14,4,14,5],[14,6,14,7],[15,4,15,5],[15,6,15,7],[16,4,16,5],[16,6,16,7],[17,4,17,5],[17,6,17,7],[18,4,18,5],[18,6,18,7],[19,4,19,5],[19,6,19,7],[20,4,20,5],[20,6,20,7],[21,4,21,5],[21,6,21,7],[22,4,22,5],[22,6,22,7],[23,4,23,5],[23,6,23,7],[24,4,24,5],[24,6,24,7],[25,4,25,5],[25,6,25,7],[26,4,26,5],[26,6,26,7],[27,4,27,5],[27,6,27,7],[28,0,28,8],[29,0,29,8],[30,0,30,4],[30,5,30,6],[30,7,30,9]]}
["分部分项工程量清单与计价表"]
["工程名称：东莞市水务环境投资控股集团分布式光伏发电项目（第一批）净水厂项目采购项目（预留组件）",{"$nulls":6},"(编制单位盖章)"]
["序号","项目编码","项目名称","项目特征描述","计量\n单位",null,"工程量",null,"金额（元）"]
[{"$nulls":8},"综合单价","合价"]
[null,null,"   电气系统"]
[null,null,"   光伏组件预留"]
[1,"031006005030","预留光伏组件","1.名称:单晶硅光伏组件\n2.型号:620Wp,组件尺寸：2382*1134*30mm\n3.本体工程及附件安装\n4.综合考虑完成该工艺的所有施工内容，详见设计图纸及相关规范等\n5.用户需求书需要预备总装机容量的光伏组件作为后续使用，仅计主材费用不考虑安装费","块",null,"72"]
[null,null,"【光伏组件预留】分部小计"]
{"$rows_empty":20}
["本页小计"]
["合  计"]
[{"$nulls":7},"第 1 页  共 1 页"]