{"text_format":"3","workbook":"xlsx","n_sheets":60,"sheets":["1表-02-1 建设项目投标报价汇总表(含单位工程无面积)-清","工程量清单总价表【第三水厂分布式光伏发电项目-装饰钢结构部","工程量清单综合单价报价表-1【第三水厂分布式光伏发电项目-","工程量清单报价汇总表【第三水厂分布式光伏发电项目-安装部分】","分部分项工程量清单与计价表【第三水厂分布式光伏发电项目-安","工程量清单总价表【第四水厂分布式光伏发电项目-装饰钢结构部","工程量清单综合单价报价表-1【第四水厂分布式光伏发电项目-","工程量清单报价汇总表【第四水厂分布式光伏发电项目-安装部分】","分部分项工程量清单与计价表【第四水厂分布式光伏发电项目-安","工程量清单总价表【第五水厂分布式光伏发电项目-装饰钢结构部","工程量清单综合单价报价表-1【第五水厂分布式光伏发电项目-","工程量清单报价汇总表【第五水厂分布式光伏发电项目-安装部分】","分部分项工程量清单与计价表【第五水厂分布式光伏发电项目-安","工程量清单总价表【第六水厂分布式光伏发电项目-装饰钢结构部","工程量清单综合单价报价表-1【第六水厂分布式光伏发电项目-","工程量清单报价汇总表【第六水厂分布式光伏发电项目-安装部分】","分部分项工程量清单与计价表【第六水厂分布式光伏发电项目-安","工程量清单总价表【黄江水厂分布式光伏发电项目-装饰钢结构部","工程量清单综合单价报价表-1【黄江水厂分布式光伏发电项目-","工程量清单报价汇总表【黄江水厂分布式光伏发电项目-安装部分】","分部分项工程量清单与计价表【黄江水厂分布式光伏发电项目-安","工程量清单总价表【企石水厂分布式光伏发电项目-装饰钢结构部","工程量清单综合单价报价表-1【企石水厂分布式光伏发电项目-","工程量清单报价汇总表【企石水厂分布式光伏发电项目-安装部分】","分部分项工程量清单与计价表【企石水厂分布式光伏发电项目-安","工程量清单总价表【石碣水厂分布式光伏发电项目-装饰钢结构部","工程量清单综合单价报价表-1【石碣水厂分布式光伏发电项目-","工程量清单报价汇总表【石碣水厂分布式光伏发电项目-安装部分】","分部分项工程量清单与计价表【石碣水厂分布式光伏发电项目-安","工程量清单总价表【凤岗第二水厂分布式光伏发电项目-装饰钢结","工程量清单综合单价报价表-1【凤岗第二水厂分布式光伏发电项","工程量清单报价汇总表【凤岗第二水厂分布式光伏发电项目-安装","分部分项工程量清单与计价表【凤岗第二水厂分布式光伏发电项目","工程量清单总价表【塘厦凤凰水厂分布式光伏发电项目-装饰钢结","工程量清单综合单价报价表-1【塘厦凤凰水厂分布式光伏发电项","工程量清单报价汇总表【塘厦凤凰水厂分布式光伏发电项目-安装","分部分项工程量清单与计价表【塘厦凤凰水厂分布式光伏发电项目","工程量清单总价表【塘厦中心水厂分布式光伏发电项目-装饰钢结","工程量清单综合单价报价表-1【塘厦中心水厂分布式光伏发电项","工程量清单报价汇总表【塘厦中心水厂分布式光伏发电项目-安装","分部分项工程量清单与计价表【塘厦中心水厂分布式光伏发电项目","工程量清单总价表【谢岗第三水厂分布式光伏发电项目-装饰钢结","工程量清单综合单价报价表-1【谢岗第三水厂分布式光伏发电项","工程量清单报价汇总表【谢岗第三水厂分布式光伏发电项目-安装","分部分项工程量清单与计价表【谢岗第三水厂分布式光伏发电项目","工程量清单总价表【石龙黄洲水厂分布式光伏发电项目-装饰钢结","工程量清单综合单价报价表-1【石龙黄洲水厂分布式光伏发电项","工程量清单报价汇总表【石龙黄洲水厂分布式光伏发电项目-安装","分部分项工程量清单与计价表【石龙黄洲水厂分布式光伏发电项目","工程量清单总价表【塘厦虾公岩水厂分布式光伏发电项目-装饰钢","工程量清单综合单价报价表-1【塘厦虾公岩水厂分布式光伏发电","工程量清单报价汇总表【塘厦虾公岩水厂分布式光伏发电项目-安","分部分项工程量清单与计价表【塘厦虾公岩水厂分布式光伏发电项","工程量清单总价表【樟木头簕竹水厂分布式光伏发电项目-装饰钢","工程量清单综合单价报价表-1【樟木头簕竹水厂分布式光伏发电","工程量清单报价汇总表【樟木头簕竹水厂分布式光伏发电项目-安","分部分项工程量清单与计价表【樟木头簕竹水厂分布式光伏发电项","工程量清单报价汇总表【东莞市水务环境投资控股集团分布式光伏","分部分项工程量清单与计价表【东莞市水务环境投资控股集团分布","Sheet1"],"read":"whole","date_system":"1900"}

{"sheet":"1表-02-1 建设项目投标报价汇总表(含单位工程无面积)-清","index":0,"n_rows":67,"n_cols":5,"rows_kept":67,"merged":[[0,0,0,4],[1,0,1,1],[1,3,1,4],[2,0,3,0],[2,1,3,3],[2,4,3,4],[4,1,4,3],[5,1,5,3],[6,1,6,3],[7,1,7,3],[8,1,8,3],[9,1,9,3],[10,1,10,3],[11,1,11,3],[12,1,12,3],[13,1,13,3],[14,1,14,3],[15,1,15,3],[16,1,16,3],[17,1,17,3],[18,1,18,3],[19,1,19,3],[20,1,20,3],[21,1,21,3],[22,1,22,3],[23,1,23,3],[24,1,24,3],[25,1,25,3],[26,1,26,3],[27,1,27,3],[28,1,28,3],[29,1,29,3],[30,1,30,3],[31,1,31,3],[32,0,32,4],[33,0,33,1],[33,3,33,4],[34,0,35,0],[34,1,35,3],[34,4,35,4],[36,1,36,3],[37,1,37,3],[38,1,38,3],[39,1,39,3],[40,1,40,3],[41,1,41,3],[42,1,42,3],[43,1,43,3],[44,1,44,3],[45,1,45,3],[46,1,46,3],[47,1,47,3],[48,1,48,3],[49,1,49,3],[50,1,50,3],[51,1,51,3],[52,1,52,3],[53,1,53,3],[54,1,54,3],[55,1,55,3],[56,1,56,3],[57,1,57,3],[58,1,58,3],[59,1,59,3],[60,1,60,3],[61,1,61,3],[62,1,62,3],[63,1,63,3],[64,1,64,3],[65,1,65,3],[66,0,66,3]]}
["工程项目清单汇总表"]
["工程名称：东莞市水务环境投资控股集团分布式光伏发电项目（第一批）供水厂项目",null,null,"第 1 页  共 2 页"]
["序号","单项工程名称",null,null,"金额（元）"]
[]
["1","东莞市水务环境投资控股集团分布式光伏发电项目（第一批）供水厂项目（第三水厂）采购项目"]
["1.1","第三水厂分布式光伏发电项目-装饰钢结构部分"]
["1.2","第三水厂分布式光伏发电项目-安装部分"]
["2","东莞市水务环境投资控股集团分布式光伏发电项目（第一批）供水厂项目（第四水厂）采购项目"]
["2.1","第四水厂分布式光伏发电项目-装饰钢结构部分"]
["2.2","第四水厂分布式光伏发电项目-安装部分"]
["3","东莞市水务环境投资控股集团分布式光伏发电项目（第一批）供水厂项目（第五水厂）采购项目"]
["3.1","第五水厂分布式光伏发电项目-装饰钢结构部分"]
["3.2","第五水厂分布式光伏发电项目-安装部分"]
["4","东莞市水务环境投资控股集团分布式光伏发电项目（第一批）供水厂项目（第六水厂）采购项目"]
["4.1","第六水厂分布式光伏发电项目-装饰钢结构部分"]
["4.2","第六水厂分布式光伏发电项目-安装部分"]
["5","东莞市水务环境投资控股集团分布式光伏发电项目（第一批）供水厂项目（黄江水厂）采购项目"]
["5.1","黄江水厂分布式光伏发电项目-装饰钢结构部分"]
["5.2","黄江水厂分布式光伏发电项目-安装部分"]
["6","东莞市水务环境投资控股集团分布式光伏发电项目（第一批）供水厂项目（企石水厂）采购项目"]
["6.1","企石水厂分布式光伏发电项目-装饰钢结构部分"]
["6.2","企石水厂分布式光伏发电项目-安装部分"]
["7","东莞市水务环境投资控股集团分布式光伏发电项目（第一批）供水厂项目（石碣水厂）采购项目"]
["7.1","石碣水厂分布式光伏发电项目-装饰钢结构部分"]
["7.2","石碣水厂分布式光伏发电项目-安装部分"]
["8","东莞市水务环境投资控股集团分布式光伏发电项目（第一批）供水厂项目（凤岗第二水厂）采购项目"]
["8.1","凤岗第二水厂分布式光伏发电项目-装饰钢结构部分厂"]
["8.2","凤岗第二水厂分布式光伏发电项目-安装部分"]
["9","东莞市水务环境投资控股集团分布式光伏发电项目（第一批）供水厂项目（塘厦凤凰水厂）采购项目"]
["9.1","塘厦凤凰水厂分布式光伏发电项目-装饰钢结构部分"]
["9.2","塘厦凤凰水厂分布式光伏发电项目-安装部分"]
["10","东莞市水务环境投资控股集团分布式光伏发电项目（第一批）供水厂项目（塘厦中心水厂）采购项目"]
["工程项目清单汇总表"]
["工程名称：东莞市水务环境投资控股集团分布式光伏发电项目（第一批）供水厂项目",null,null,"第 2 页  共 2 页"]
["序号","单项工程名称",null,null,"金额（元）"]
[]
["10.1","塘厦中心水厂分布式光伏发电项目-装饰钢结构部分"]
["10.2","塘厦中心水厂分布式光伏发电项目-安装部分"]
["11","东莞市水务环境投资控股集团分布式光伏发电项目（第一批）供水厂项目（谢岗第三水厂）采购项目"]
["11.1","谢岗第三水厂分布式光伏发电项目-装饰钢结构部分"]
["11.2","谢岗第三水厂分布式光伏发电项目-安装部分"]
["12","东莞市水务环境投资控股集团分布式光伏发电项目（第一批）供水厂项目（石龙黄洲水厂）采购项目"]
["12.1","石龙黄洲水厂分布式光伏发电项目-装饰钢结构部分"]
["12.2","石龙黄洲水厂分布式光伏发电项目-安装部分"]
["13","东莞市水务环境投资控股集团分布式光伏发电项目（第一批）供水厂项目（塘厦虾公岩水厂）采购项目"]
["13.1","塘厦虾公岩水厂分布式光伏发电项目-装饰钢结构部分"]
["13.2","塘厦虾公岩水厂分布式光伏发电项目-安装部分"]
["14","东莞市水务环境投资控股集团分布式光伏发电项目（第一批）供水厂项目（樟木头簕竹排水厂）采购项目"]
["14.1","樟木头簕竹水厂分布式光伏发电项目-装饰钢结构部分"]
["14.2","樟木头簕竹水厂分布式光伏发电项目-安装部分"]
["15","东莞市水务环境投资控股集团分布式光伏发电项目（第一批）供水厂项目采购项目（组件预留）"]
["15.1","东莞市水务环境投资控股集团分布式光伏发电项目（第一批）供水厂项目采购项目（组件预留）"]
{"$rows_empty":14}
["合计"]

{"sheet":"工程量清单总价表【第三水厂分布式光伏发电项目-装饰钢结构部","index":1,"n_rows":38,"n_cols":5,"rows_kept":38,"merged":[[0,0,0,4],[1,0,1,2],[1,3,1,4],[2,0,2,2],[36,0,36,1],[37,0,37,4]]}
["工程量清单总价表"]
[{"$nulls":3},"编制单位盖章："]
["工程名称：第三水厂分布式光伏发电项目-装饰钢结构部分",{"$nulls":3},"第 1 页  共 1 页"]
["序号","项目名称","取费基数","费率(%)","金额:(元)"]
["1","分部分项合计","FBFXHJ"]
["1.1","A.5混凝土及钢筋混凝土工程"]
["1.2","A.6金属结构工程"]
["1.3","A.16拆除工程"]
["2","措施合计","_AQWMSGF+_QTCSF"]
["2.1","绿色施工安全防护措施费","AQWMSGF"]
["2.2","其他措施费","QTCSF"]
["3","其他项目","QTXMHJ"]
["3.1","暂列金额","ZLJE"]
["3.2","暂估价","ZGJHJ"]
["3.3","计日工","JRG"]
["3.4","总承包服务费","ZCBFWF"]
["3.5","预算包干费","YSBGF"]
["3.6","工程优质费","GCYZF"]
["3.7","概算幅度差","GSFDC"]
["3.8","索赔费用","SPFY"]
["3.9","现场签证费用","XCQZFY"]
["3.10","其他费用","QTFY"]
["4","税前工程造价","_FHJ+_CHJ+_QTXM"]
["5","增值税销项税额","_FHJ+_CHJ+_QTXM"]
["6","总造价","_FHJ+_CHJ+_QTXM+_SJ"]
["7","人工费","RGF+JSCS_RGF"]
{"$rows_empty":11}
["编制人：                                   证号：                                 编制日期："]

{"sheet":"工程量清单综合单价报价表-1【第三水厂分布式光伏发电项目-","index":2,"n_rows":54,"n_cols":8,"rows_kept":54,"merged":[[0,0,0,7],[1,0,1,4],[1,5,1,7],[2,0,2,4],[2,6,2,7],[3,0,4,0],[3,1,4,1],[3,2,4,2],[3,3,4,3],[3,4,4,4],[3,5,4,5],[3,6,3,7],[5,2,5,3],[8,2,8,3],[9,2,9,3],[13,0,13,6],[14,0,14,7],[15,0,15,7],[16,0,16,4],[16,5,16,7],[17,0,17,4],[17,6,17,7],[18,0,19,0],[18,1,19,1],[18,2,19,2],[18,3,19,3],[18,4,19,4],[18,5,19,5],[18,6,18,7],[27,0,27,6],[28,0,28,7],[29,0,29,7],[30,0,30,4],[30,5,30,7],[31,0,31,4],[31,6,31,7],[32,0,33,0],[32,1,33,1],[32,2,33,2],[32,3,33,3],[32,4,33,4],[32,5,33,5],[32,6,32,7],[37,2,37,3],[38,2,38,3],[40,2,40,3],[51,0,51,6],[52,0,52,6],[53,0,53,7]]}
["工程量清单综合单价报价表"]
[{"$nulls":5},"编制单位盖章："]
["工程名称：第三水厂分布式光伏发电项目-装饰钢结构部分",{"$nulls":5},"第 1 页  共 3 页"]
["序号","项目编码","项目名称","项目特征描述","计量\n单位","工程数量","金额（元）"]
[{"$nulls":6},"综合单价","合价"]
[null,null,"A.5 混凝土及钢筋混凝土工程"]
[1,"010507007001","柱脚包封","1.混凝土种类:素混凝土\n2.混凝土强度等级:C25\n3.含模板制作安装\n4.其他:按技术规范及设计图纸完成清单项目所需的一切相关工作","m3","8.45"]
[2,"010902001001","柱脚包封防水","1.卷材品种、规格、厚度:3mm厚SBS防水卷材\n2.其他:按技术规范及设计图纸完成清单项目所需的一切相关工作","m2","126.72"]
[null,null,"【混凝土及钢筋混凝土工程】分部小计"]
[null,null,"A.6 金属结构工程"]
[3,"010603002001","空腹钢柱","1.柱类型:镀锌矩管钢柱\n2.钢材品种:Q355B\n3.钢材规格:口150*100*4\n4.单根柱质量:3t以内\n5.包含柱脚端板、加劲板、三角连接件等\n6.其他:按技术规范及设计图纸完成清单项目所需的一切相关工作","t","9.659"]
[4,"010604001001","钢梁","1.梁类型:镀锌矩管钢梁\n2.钢材品种:Q355B\n3.钢材规格:口180*100*4\n4.单根质量:1.5t以内\n5.包含安全绳固定件及加劲肋等\n6.其他:按技术规范及设计图纸完成清单项目所需的一切相关工作","t","27.182"]
[5,"010606002001","钢檩条","1.构件类型:镀锌矩管檩条\n2.钢材品种:Q355B\n3.钢材规格:口100*50*3\n4.其他:按技术规范及设计图纸完成清单项目所需的一切相关工作","t","34.866"]
["本页小计"]
["编制人：                                   证号：                                 编制日期："]
["工程量清单综合单价报价表"]
[{"$nulls":5},"编制单位盖章："]
["工程名称：第三水厂分布式光伏发电项目-装饰钢结构部分",{"$nulls":5},"第 2 页  共 3 页"]
["序号","项目编码","项目名称","项目特征描述","计量\n单位","工程数量","金额（元）"]
[{"$nulls":6},"综合单价","合价"]
[6,"010606002002","钢檩条","1.构件类型:镀锌矩管檩条\n2.钢材品种:Q355B\n3.钢材规格:口140*80*4\n4.其他:按技术规范及设计图纸完成清单项目所需的一切相关工作","t","7.233"]
[7,"010606001001","钢支撑","1.构件类型:圆钢支撑\n2.钢材品种:Q235B\n3.钢材规格:Φ16\n4.其他:按技术规范及设计图纸完成清单项目所需的一切相关工作","t","3.065"]
[8,"010606001002","系杆","1.构件类型:圆管系杆\n2.钢材品种:Q235B\n3.钢材规格:Φ102*3\n4.其他:按技术规范及设计图纸完成清单项目所需的一切相关工作","t","1.113"]
[9,"010606001003","系杆","1.构件类型:圆管系杆\n2.钢材品种:Q235B\n3.钢材规格:Φ76*3\n4.其他:按技术规范及设计图纸完成清单项目所需的一切相关工作","t","4.647"]
[10,"010606001004","斜撑","1.构件类型:镀锌矩管斜撑\n2.钢材品种:Q235B\n3.钢材规格:口80*3\n4.其他:按技术规范及设计图纸完成清单项目所需的一切相关工作","t","1.981"]
[11,"040602038001","M型水槽","1.名称:M型水槽\n2.材质:S350GD+ZM275\n3.具体详见图纸CS-GF-05大样\n4.其他:按技术规范及设计图纸完成清单项目所需的一切相关工作","m","6521.53"]
[12,"040602038002","横向水槽","1.名称:横向水槽\n2.材质:S350GD+ZM275\n3.具体详见图纸CS-GF-05大样\n4.其他:按技术规范及设计图纸完成清单项目所需的一切相关工作","m","2440.82"]
["本页小计"]
["编制人：                                   证号：                                 编制日期："]
["工程量清单综合单价报价表"]
[{"$nulls":5},"编制单位盖章："]
["工程名称：第三水厂分布式光伏发电项目-装饰钢结构部分",{"$nulls":5},"第 3 页  共 3 页"]
["序号","项目编码","项目名称","项目特征描述","计量\n单位","工程数量","金额（元）"]
[{"$nulls":6},"综合单价","合价"]
[13,"010606006001","维护通道","1.名称:维护通道\n2.盖板规格型号:S350GD+ZM275\n3.30*30*3方通(Q235)\n4.具体详见图纸CS-GF-05大样\n5.其他:按技术规范及设计图纸完成清单项目所需的一切相关工作","t","2.188"]
[14,"040602038003","汇水槽","1.名称:汇水槽\n2.材质:S350GD+ZM275\n3.具体详见图纸CS-GF-05大样\n4.其他:按技术规范及设计图纸完成清单项目所需的一切相关工作","m","505.58"]
[15,"010516001001","螺栓","1.螺栓种类:M12化学锚栓\n2.其他:按技术规范及设计图纸完成清单项目所需的一切相关工作","套","1056"]
[null,null,"【金属结构工程】分部小计"]
[null,null,"A.16 拆除工程"]
[16,"011607001001","原有屋面拆除","1.原有屋面拆除\n2.废料运距按15km考虑\n3.其他:按技术规范及设计图纸完成清单项目所需的一切相关工作","m2","42.24"]
[null,null,"【拆除工程】分部小计"]
{"$rows_empty":10}
["本页小计"]
["合  计"]
["编制人：                                   证号：                                 编制日期："]

{"sheet":"工程量清单报价汇总表【第三水厂分布式光伏发电项目-安装部分】","index":3,"n_rows":22,"n_cols":7,"rows_kept":22,"merged":[[0,0,0,6],[1,0,1,2],[1,4,1,6],[2,2,2,4],[3,2,3,4],[4,2,4,4],[5,2,5,4],[6,2,6,4],[7,2,7,4],[8,2,8,4],[9,2,9,4],[10,2,10,4],[11,2,11,4],[12,2,12,4],[13,2,13,4],[14,2,14,4],[15,2,15,4],[16,2,16,4],[17,2,17,4],[18,2,18,4],[19,2,19,4],[20,2,20,4],[21,2,21,4],[22,2,22,4],[23,2,23,4],[24,2,24,4],[25,2,25,4],[26,2,26,4],[27,2,27,4],[28,2,28,4],[29,2,29,4],[30,2,30,4],[31,2,31,4],[32,2,32,4],[33,2,33,4],[34,2,34,4],[35,2,35,4],[36,2,36,4]]}
["工程量清单报价汇总表"]
["工程名称：第三水厂分布式光伏发电项目-安装部分",{"$nulls":3},"第 1 页  共 1 页"]
["序号","费用名称","基数说明",null,null,"费率(%)","金额"]
["1","分部分项合计","分部分项合计"]
["2","措施合计","绿色施工安全防护措施费+其他措施费"]
["2.1","绿色施工安全防护措施费","安全及文明施工措施费"]
["2.2","其他措施费","其他措施费"]
["3","其他项目","其他项目合计"]
["3.1","暂列金额","暂列金额"]
["3.2","暂估价","暂估价合计"]
["3.3","计日工","计日工"]
["3.4","总承包服务费","总承包服务费"]
["3.5","预算包干费","预算包干费"]
["3.6","工程优质费","工程优质费"]
["3.7","概算幅度差","概算幅度差"]
["3.8","索赔费用","索赔费用"]
["3.9","现场签证费用","现场签证费用"]
["3.10","其他费用","其他费用"]
["4","税前工程造价","分部分项合计+措施合计+其他项目"]
["5","增值税销项税额","分部分项合计+措施合计+其他项目"]
["6","总造价","分部分项合计+措施合计+其他项目+增值税销项税额"]
["7","人工费","分部分项人工费+技术措施项目人工费+机上人工费"]

{"sheet":"分部分项工程量清单与计价表【第三水厂分布式光伏发电项目-安","index":4,"n_rows":155,"n_cols":10,"rows_kept":155,"merged":[[0,0,0,9],[1,0,1,4],[1,5,1,6],[1,7,1,9],[2,0,3,0],[2,1,3,1],[2,2,3,2],[2,3,3,3],[2,4,3,5],[2,6,3,7],[2,8,2,9],[4,2,4,3],[4,4,4,5],[4,6,4,7],[5,2,5,3],[5,4,5,5],[5,6,5,7],[6,4,6,5],[6,6,6,7],[7,4,7,5],[7,6,7,7],[8,4,8,5],[8,6,8,7],[9,4,9,5],[9,6,9,7],[10,4,10,5],[10,6,10,7],[11,4,11,5],[11,6,11,7],[12,0,12,8],[13,0,13,4],[13,5,13,6],[13,7,13,9],[14,0,14,9],[15,0,15,4],[15,5,15,6],[15,7,15,9],[16,0,17,0],[16,1,17,1],[16,2,17,2],[16,3,17,3],[16,4,17,5],[16,6,17,7],[16,8,16,9],[18,4,18,5],[18,6,18,7],[19,4,19,5],[19,6,19,7],[20,4,20,5],[20,6,20,7],[21,4,21,5],[21,6,21,7],[22,4,22,5],[22,6,22,7],[23,4,23,5],[23,6,23,7],[24,0,24,8],[25,0,25,4],[25,5,25,6],[25,7,25,9],[26,0,26,9],[27,0,27,4],[27,5,27,6],[27,7,27,9],[28,0,29,0],[28,1,29,1],[28,2,29,2],[28,3,29,3],[28,4,29,5],[28,6,29,7],[28,8,28,9],[30,4,30,5],[30,6,30,7],[31,4,31,5],[31,6,31,7],[32,4,32,5],[32,6,32,7],[33,4,33,5],[33,6,33,7],[34,4,34,5],[34,6,34,7],[35,4,35,5],[35,6,35,7],[36,4,36,5],[36,6,36,7],[37,0,37,8],[38,0,38,4],[38,5,38,6],[38,7,38,9],[39,0,39,9],[40,0,40,4],[40,5,40,6],[40,7,40,9],[41,0,42,0],[41,1,42,1],[41,2,42,2],[41,3,42,3],[41,4,42,5],[41,6,42,7],[41,8,41,9],[43,4,43,5],[43,6,43,7],[44,4,44,5],[44,6,44,7],[45,4,45,5],[45,6,45,7],[46,4,46,5],[46,6,46,7],[47,4,47,5],[47,6,47,7],[48,4,48,5],[48,6,48,7],[49,0,49,8],[50,0,50,4],[50,5,50,6],[50,7,50,9],[51,0,51,9],[52,0,52,4],[52,5,52,6],[52,7,52,9],[53,0,54,0],[53,1,54,1],[53,2,54,2],[53,3,54,3],[53,4,54,5],[53,6,54,7],[53,8,53,9],[55,4,55,5],[55,6,55,7],[56,4,56,5],[56,6,56,7],[57,4,57,5],[57,6,57,7],[58,2,58,3],[58,4,58,5],[58,6,58,7],[59,2,59,3],[59,4,59,5],[59,6,59,7],[60,4,60,5],[60,6,60,7],[61,4,61,5],[61,6,61,7],[62,4,62,5],[62,6,62,7],[63,4,63,5],[63,6,63,7],[64,0,64,8],[65,0,65,4],[65,5,65,6],[65,7,65,9],[66,0,66,9],[67,0,67,4],[67,5,67,6],[67,7,67,9],[68,0,69,0],[68,1,69,1],[68,2,69,2],[68,3,69,3],[68,4,69,5],[68,6,69,7],[68,8,68,9],[70,4,70,5],[70,6,70,7],[71,2,71,3],[71,4,71,5],[71,6,71,7],[72,2,72,3],[72,4,72,5],[72,6,72,7],[73,4,73,5],[73,6,73,7],[74,4,74,5],[74,6,74,7],[75,4,75,5],[75,6,75,7],[76,4,76,5],[76,6,76,7],[77,4,77,5],[77,6,77,7],[78,2,78,3],[78,4,78,5],[78,6,78,7],[79,2,79,3],[79,4,79,5],[79,6,79,7],[80,4,80,5],[80,6,80,7],[81,0,81,8],[82,0,82,4],[82,5,82,6],[82,7,82,9],[83,0,83,9],[84,0,84,4],[84,5,84,6],[84,7,84,9],[85,0,86,0],[85,1,86,1],[85,2,86,2],[85,3,86,3],[85,4,86,5],[85,6,86,7],[85,8,85,9],[87,4,87,5],[87,6,87,7],[88,4,88,5],[88,6,88,7],[89,4,89,5],[89,6,89,7],[90,4,90,5],[90,6,90,7],[91,4,91,5],[91,6,91,7],[92,4,92,5],[92,6,92,7],[93,4,93,5],[93,6,93,7],[94,4,94,5],[94,6,94,7],[95,0,95,8],[96,0,96,4],[96,5,96,6],[96,7,96,9],[97,0,97,9],[98,0,98,4],[98,5,98,6],[98,7,98,9],[99,0,100,0],[99,1,100,1],[99,2,100,2],[99,3,100,3],[99,4,100,5],[99,6,100,7],[99,8,99,9],[101,4,101,5],[101,6,101,7],[102,4,102,5],[102,6,102,7],[103,4,103,5],[103,6,103,7],[104,4,104,5],[104,6,104,7],[105,4,105,5],[105,6,105,7],[106,4,106,5],[106,6,106,7],[107,4,107,5],[107,6,107,7],[108,2,108,3],[108,4,108,5],[108,6,108,7],[109,2,109,3],[109,4,109,5],[109,6,109,7],[110,0,110,8],[111,0,111,4],[111,5,111,6],[111,7,111,9],[112,0,112,9],[113,0,113,4],[113,5,113,6],[113,7,113,9],[114,0,115,0],[114,1,115,1],[114,2,115,2],[114,3,115,3],[114,4,115,5],[114,6,115,7],[114,8,114,9],[116,4,116,5],[116,6,116,7],[117,4,117,5],[117,6,117,7],[118,4,118,5],[118,6,118,7],[119,4,119,5],[119,6,119,7],[120,4,120,5],[120,6,120,7],[121,4,121,5],[121,6,121,7],[122,4,122,5],[122,6,122,7],[123,4,123,5],[123,6,123,7],[124,0,124,8],[125,0,125,4],[125,5,125,6],[125,7,125,9],[126,0,126,9],[127,0,127,4],[127,5,127,6],[127,7,127,9],[128,0,129,0],[128,1,129,1],[128,2,129,2],[128,3,129,3],[128,4,129,5],[128,6,129,7],[128,8,128,9],[130,4,130,5],[130,6,130,7],[131,4,131,5],[131,6,131,7],[132,2,132,3],[132,4,132,5],[132,6,132,7],[133,4,133,5],[133,6,133,7],[134,4,134,5],[134,6,134,7],[135,4,135,5],[135,6,135,7],[136,4,136,5],[136,6,136,7],[137,4,137,5],[137,6,137,7],[138,4,138,5],[138,6,138,7],[139,4,139,5],[139,6,139,7],[140,4,140,5],[140,6,140,7],[141,4,141,5],[141,6,141,7],[142,4,142,5],[142,6,142,7],[143,4,143,5],[143,6,143,7],[144,4,144,5],[144,6,144,7],[145,4,145,5],[145,6,145,7],[146,4,146,5],[146,6,146,7],[147,4,147,5],[147,6,147,7],[148,4,148,5],[148,6,148,7],[149,4,149,5],[149,6,149,7],[150,4,150,5],[150,6,150,7],[151,4,151,5],[151,6,151,7],[152,0,152,8],[153,0,153,8],[154,0,154,4],[154,5,154,6],[154,7,154,9]]}
["分部分项工程量清单与计价表"]
["工程名称：第三水厂分布式光伏发电项目-安装部分",{"$nulls":6},"(编制单位盖章)"]
["序号","项目编码","项目名称","项目特征描述","计量\n单位",null,"工程量",null,"金额（元）"]
[{"$nulls":8},"综合单价","合价"]
[null,null,"   电气系统"]
[null,null,"   光伏系统"]
[1,"031006005001","620Wp单晶硅光伏组件","1.名称:单晶硅光伏组件\n2.型号:620Wp,组件尺寸：2382*1134*30mm\n3.含铝合金6063-T5压块\n4.本体工程及附件安装\n5.综合考虑完成该工艺的所有施工内容，详见设计图纸及相关规范等\n6.池面上组件","块",null,"2073"]
[2,"030405002001","光伏逆变器","1.名称:30kW逆变器\n2.规格、型号:最大输入电压：1100V 额定电网电压：400Vac\n3.本体工程及附件安装\n4.综合考虑完成该工艺的所有施工内容，详见设计图纸及相关规范等","台",null,"2"]
[3,"030405002002","光伏逆变器","1.名称:100kW逆变器\n2.规格、型号:最大输入电压：1100V 额定电网电压：400Vac\n3.本体工程及附件安装\n4.综合考虑完成该工艺的所有施工内容，详见设计图纸及相关规范等","台",null,"11"]
[4,"030404017001","汇流箱 3进1出","1.名称:汇流箱 3进1出\n2.本体工程及附件安装\n3.综合考虑完成该工艺的所有施工内容，详见设计图纸及相关规范等","台",null,"1"]
[5,"030408001001","电力电缆","1.名称:光伏电缆\n2.规格、型号:PV1-F 1x4\n3.敷设方式:综合考虑\n4.综合考虑完成该工艺的所有施工内容，详见设计图纸及相关规范等","m",null,"12850.04"]
[6,"030408001002","电力电缆","1.名称:电力电缆 \n2.型号:ZRC-YJV\n3.规格:4*16\n4.材质:铜芯\n5.电压等级(kV):0.6/1kV\n6.综合考虑完成该工艺的所有施工内容，详见设计图纸及相关规范等","m",null,"17.58"]
["本页小计"]
[{"$nulls":7},"第 1 页  共 10 页"]
["分部分项工程量清单与计价表"]
["工程名称：第三水厂分布式光伏发电项目-安装部分",{"$nulls":6},"(编制单位盖章)"]
["序号","项目编码","项目名称","项目特征描述","计量\n单位",null,"工程量",null,"金额（元）"]
[{"$nulls":8},"综合单价","合价"]
[7,"030408001003","电力电缆","1.名称:电力电缆 \n2.型号:ZRC-YJV\n3.规格:3*70+1*35\n4.材质:铜芯\n5.电压等级(kV):0.6/1kV\n6.综合考虑完成该工艺的所有施工内容，详见设计图纸及相关规范等","m",null,"679.96"]
[8,"030408001004","电力电缆","1.名称:电力电缆 \n2.型号:ZRC-YJV\n3.规格:3*150+1*75\n4.材质:铜芯\n5.电压等级(kV):0.6/1kV\n6.综合考虑完成该工艺的所有施工内容，详见设计图纸及相关规范等","m",null,"106.19"]
[9,"030408001005","电力电缆","1.名称:电力电缆 \n2.型号:ZRC-YJV\n3.规格:3*185+1*95\n4.材质:铜芯\n5.电压等级(kV):0.6/1kV\n6.综合考虑完成该工艺的所有施工内容，详见设计图纸及相关规范等","m",null,"99.31"]
[10,"030408001006","电力电缆","1.名称:电力电缆 \n2.型号:ZRC-YJV\n3.规格:3*240+1*120\n4.材质:铜芯\n5.电压等级(kV):0.6/1kV\n6.综合考虑完成该工艺的所有施工内容，详见设计图纸及相关规范等","m",null,"113.82"]
[11,"030408006001","电力电缆头","1.名称:电缆终端头\n2.规格、型号:16mm2以下\n3.综合考虑完成该工艺的所有施工内容，详见设计图纸及相关规范等","个",null,"4"]
[12,"030408006002","电力电缆头","1.名称:电缆终端头\n2.规格、型号:70mm2以下\n3.综合考虑完成该工艺的所有施工内容，详见设计图纸及相关规范等","个",null,"20"]
["本页小计"]
[{"$nulls":7},"第 2 页  共 10 页"]
["分部分项工程量清单与计价表"]
["工程名称：第三水厂分布式光伏发电项目-安装部分",{"$nulls":6},"(编制单位盖章)"]
["序号","项目编码","项目名称","项目特征描述","计量\n单位",null,"工程量",null,"金额（元）"]
[{"$nulls":8},"综合单价","合价"]
[13,"030408006003","电力电缆头","1.名称:电缆终端头\n2.规格、型号:185mm2以下\n3.综合考虑完成该工艺的所有施工内容，详见设计图纸及相关规范","个",null,"4"]
[14,"030408006004","电力电缆头","1.名称:电缆终端头\n2.规格、型号:240mm2以下\n3.综合考虑完成该工艺的所有施工内容，详见设计图纸及相关规范","个",null,"14"]
[15,"030411003001","线槽（含辅件）","1.名称:线槽（含辅件）\n2.规格：400*200*2.0\n3.含连接件等\n4.本体工程及附件安装\n5.综合考虑完成该工艺的所有施工内容，详见设计图纸及相关规范等","m",null,"28.47"]
[16,"030411003002","线槽（含辅件）","1.名称:线槽（含辅件）\n2.规格：400*200*1.5\n3.含连接件等\n4.本体工程及附件安装\n5.综合考虑完成该工艺的所有施工内容，详见设计图纸及相关规范等","m",null,"31.88"]
[17,"030411003003","线槽（含辅件）","1.名称:线槽（含辅件）\n2.规格：300*150*1.5\n3.含连接件等\n4.本体工程及附件安装\n5.综合考虑完成该工艺的所有施工内容，详见设计图纸及相关规范等","m",null,"45.01"]
[18,"030411003004","线槽（含辅件）","1.名称:线槽（含辅件）\n2.规格、型号:200×50*0.8\n3.含连接件等\n4.本体工程及附件安装\n5.综合考虑完成该工艺的所有施工内容，详见设计图纸及相关规范等","m",null,"80.79"]
[19,"030411003005","线槽（含辅件）","1.名称:线槽（含辅件）\n2.规格、型号:200×50*1.2\n3.含连接件等\n4.本体工程及附件安装\n5.综合考虑完成该工艺的所有施工内容，详见设计图纸及相关规范等","m",null,"78.29"]
["本页小计"]
[{"$nulls":7},"第 3 页  共 10 页"]
["分部分项工程量清单与计价表"]
["工程名称：第三水厂分布式光伏发电项目-安装部分",{"$nulls":6},"(编制单位盖章)"]
["序号","项目编码","项目名称","项目特征描述","计量\n单位",null,"工程量",null,"金额（元）"]
[{"$nulls":8},"综合单价","合价"]
[20,"030411003006","线槽（含辅件）","1.名称:线槽（含辅件）\n2.规格、型号:100×50*0.8\n3.含连接件等\n4.本体工程及附件安装\n5.综合考虑完成该工艺的所有施工内容，详见设计图纸及相关规范范等","m",null,"76.77"]
[21,"030411003007","线槽（含辅件）","1.名称:线槽（含辅件）\n2.规格、型号:100×50*1.0\n3.含连接件等\n4.本体工程及附件安装\n5.综合考虑完成该工艺的所有施工内容，详见设计图纸及相关规范范等","m",null,"19.01"]
[22,"030411003008","线槽（含辅件）","1.名称:线槽（含辅件）\n2.规格、型号:50×50*1.0\n3.含连接件等\n4.本体工程及附件安装\n5.综合考虑完成该工艺的所有施工内容，详见设计图纸及相关规范范等","m",null,"539.5"]
[23,"030413001001","桥架支架","1.名称:桥架支架\n2.材质:铁构件\n3.规格:综合考虑\n4.综合考虑完成该工艺的所有施工内容，详见设计图纸及相关规范等","kg",null,"342.64"]
[24,"030404004001","并网计量柜","1.名称:并网计量柜\n2.规格、型号:BWG1 AA14，屏柜尺寸：1000×1000×2200\n3.含内部组件组装等\n4.本体工程及附件安装和槽钢支架等\n5.综合考虑完成该工艺的所有施工内容，详见设计图纸及相关规范等","台",null,"1"]
[25,"030404004002","并网计量柜","1.名称:并网计量柜\n2.规格、型号:BWG2 AA08，屏柜尺寸：1000×800×2200\n3.含内部组件组装等\n4.本体工程及附件安装和槽钢支架等\n5.综合考虑完成该工艺的所有施工内容，详见设计图纸及相关规范等","台",null,"1"]
["本页小计"]
[{"$nulls":7},"第 4 页  共 10 页"]
["分部分项工程量清单与计价表"]
["工程名称：第三水厂分布式光伏发电项目-安装部分",{"$nulls":6},"(编制单位盖章)"]
["序号","项目编码","项目名称","项目特征描述","计量\n单位",null,"工程量",null,"金额（元）"]
[{"$nulls":8},"综合单价","合价"]
[26,"030414002001","送配电装置系统","1.名称:送配电装置系统\n2.综合考虑完成该工艺的所有施工内容，详见设计图纸及相关规范等","系统",null,"2"]
[27,"050307009001","标志牌","1.名称:标志牌\n2.类别:安健环详图、警示牌图、光伏发电站场应急处置卡\n3.规格、型号:1200*800\n4.综合考虑完成该工艺的所有施工内容，详见设计图纸及相关规范等","个",null,"2"]
[28,"050307009002","标志牌","1.名称:标志牌\n2.类别:0.4kV结线图\n3.综合考虑完成该工艺的所有施工内容，详见设计图纸及相关规范等","个",null,"2"]
[null,null,"【光伏系统】分部小计"]
[null,null,"   照明系统"]
[29,"030412001001","普通灯具","1.名称:普通灯具\n2.规格:28W\n3.综合考虑完成该工艺的所有施工内容，详见设计图纸及相关规范等","套",null,"44"]
[30,"030408001007","电力电缆","1.名称:电力电缆 \n2.型号:ZRA-YJV\n3.规格:3*2.5\n4.材质:铜芯\n5.电压等级(kV):0.6/1kV\n6.综合考虑完成该工艺的所有施工内容，详见设计图纸及相关规范等","m",null,"491.76"]
[31,"030404017002","配电箱","1.型号:照明配电箱\n2.规格:非标\n3.综合考虑完成该工艺的所有施工内容，详见设计图纸及相关规范等","台",null,"2"]
[32,"030411006001","接线盒","1.名称:接线盒\n2.材质:塑料\n3.规格:86型\n4.安装形式:明装\n5.综合考虑完成该工艺的所有施工内容，详见设计图纸及相关规范等","个",null,"44"]
["本页小计"]
[{"$nulls":7},"第 5 页  共 10 页"]
["分部分项工程量清单与计价表"]
["工程名称：第三水厂分布式光伏发电项目-安装部分",{"$nulls":6},"(编制单位盖章)"]
["序号","项目编码","项目名称","项目特征描述","计量\n单位",null,"工程量",null,"金额（元）"]
[{"$nulls":8},"综合单价","合价"]
[33,"030411001001","配管","1.名称:PVC电线管\n2.规格、型号:Φ25\n3.敷设方式:综合考虑\n4.综合考虑完成该工艺的所有施工内容，详见设计图纸及相关规范等","m",null,"450.11"]
[null,null,"【照明系统】分部小计"]
[null,null,"   防雷接地系统"]
[34,"030409002001","接地母线","1.名称:接地扁钢\n2.规格、型号:热镀锌扁钢 -40×4\n3.综合考虑完成该工艺的所有施工内容，详见设计图纸及相关规范等","m",null,"1783.69"]
[35,"030409003001","避雷引下线","1.名称:避雷引下线\n2.材质:镀锌扁钢\n3.规格:40*4\n4.断接卡子:含断接卡子\n5.综合考虑完成该工艺的所有施工内容，详见设计图纸及相关规范等","m",null,"50.29"]
[36,"030409003002","断接卡子","1.名称:断接卡子制作、安装\n2.材质:镀锌扁钢\n3.规格:40*4\n4.综合考虑完成该工艺的所有施工内容，详见设计图纸及相关规范等","套",null,"26"]
[37,"030411004001","接地线","1.名称:接地跨接线\n2.规格、型号:BVR-1×4\n3.综合考虑完成该工艺的所有施工内容，详见设计图纸及相关规范等","处",null,"2073"]
[38,"040807003001","接地装置调试","1.名称:接地装置调试 接地网\n2.综合考虑完成该工艺的所有施工内容，详见设计图纸及相关规范等","系统",null,"2"]
[null,null,"【防雷接地系统】分部小计"]
[null,null,"   弱电系统"]
[39,"030404017003","配电箱","1.名称:监控防水箱\n2.综合考虑完成该工艺的所有施工内容，详见设计图纸及相关规范等","台",null,"2"]
["本页小计"]
[{"$nulls":7},"第 6 页  共 10 页"]
["分部分项工程量清单与计价表"]
["工程名称：第三水厂分布式光伏发电项目-安装部分",{"$nulls":6},"(编制单位盖章)"]
["序号","项目编码","项目名称","项目特征描述","计量\n单位",null,"工程量",null,"金额（元）"]
[{"$nulls":8},"综合单价","合价"]
[40,"030607006001","数据采集器","1.名称:数据采集器\n2.型号:符合设计需求及满足现场设备需求\n3.规格:225*160*44\n4.功能:设备安装及调试\n5.综合考虑完成该工艺的所有施工内容，详见设计图纸及相关规范等","套",null,"1"]
[41,"030502001001","机柜、机架","1.名称:网络机柜6U壁挂式\n2.规格:宽550*深400*高300\n3.安装方式:室内壁装\n4.综合考虑完成该工艺的所有施工内容，详见设计图纸及相关规范等","台",null,"1"]
[42,"030501012001","交换机","1.名称:交换机\n2.功能:32口，带POE\n3.综合考虑完成该工艺的所有施工内容，详见设计图纸及相关规范等","台",null,"1"]
[43,"030501012002","交换机","1.名称:交换机\n2.功能:16口，带POE\n3.综合考虑完成该工艺的所有施工内容，详见设计图纸及相关规范等","台",null,"2"]
[44,"040205020001","监控摄像机","1.类型:红外高清高速球机\n2.规格、型号:400w像素\n3.综合考虑完成该工艺的所有施工内容，详见设计图纸及相关规范等","台",null,"4"]
[45,"040205020002","摄像机支架","1.类型:摄像机支架（壁装）\n2.规格、型号:按设备情况确定\n3.支架形式:壁挂式支架\n4.综合考虑完成该工艺的所有施工内容，详见设计图纸及相关规范等","台",null,"4"]
[46,"030506008001","视频系统调试","1.名称:安全防范分系统调试 电视监控系统 摄像机\n2.综合考虑完成该工艺的所有施工内容，详见设计图纸及相关规范等","系统",null,"4"]
[47,"030409010001","浪涌保护器","1.名称:浪涌保护器\n2.综合考虑完成该工艺的所有施工内容，详见设计图纸及相关规范等","个",null,"4"]
["本页小计"]
[{"$nulls":7},"第 7 页  共 10 页"]
["分部分项工程量清单与计价表"]
["工程名称：第三水厂分布式光伏发电项目-安装部分",{"$nulls":6},"(编制单位盖章)"]
["序号","项目编码","项目名称","项目特征描述","计量\n单位",null,"工程量",null,"金额（元）"]
[{"$nulls":8},"综合单价","合价"]
[48,"030501010001","光纤收发器","1.名称:光纤收发器\n2.类别:千兆单模单纤\n3.综合考虑完成该工艺的所有施工内容，详见设计图纸及相关规范等","台",null,"3"]
[49,"030502009001","尾纤","1.名称:尾纤\n2.类别:单模单纤\n3.综合考虑完成该工艺的所有施工内容，详见设计图纸及相关规范等","条",null,"2"]
[50,"030502007001","光缆","1.名称:光缆\n2.规格:6芯\n3.综合考虑完成该工艺的所有施工内容，详见设计图纸及相关规范等","m",null,"1081.79"]
[51,"030502005001","双绞线缆","1.名称:双绞线缆\n2.规格:超六类网线\n3.线缆对数:CAT6E\n4.敷设方式:管槽内安装\n5.综合考虑完成该工艺的所有施工内容，详见设计图纸及相关规范等","m",null,"57.15"]
[52,"030411001002","配管","1.名称:PVC电线管\n2.规格、型号:Φ25\n3.敷设方式:综合考虑\n4.综合考虑完成该工艺的所有施工内容，详见设计图纸及相关规范等","m",null,"1242.63"]
[53,"030411004002","配线","1.名称:配线\n2.型号:ZR-RVSP\n3.规格:2*1.0\n4.材质:铜\n5.综合考虑完成该工艺的所有施工内容，详见设计图纸及相关规范等","m",null,"104.78"]
[54,"030411006002","接线盒","1.名称:接线盒安装 普通接线盒 明装\n2.综合考虑完成该工艺的所有施工内容，详见设计图纸及相关规范等","个",null,"4"]
[null,null,"【弱电系统】分部小计"]
[null,null,"   清洗系统"]
["本页小计"]
[{"$nulls":7},"第 8 页  共 10 页"]
["分部分项工程量清单与计价表"]
["工程名称：第三水厂分布式光伏发电项目-安装部分",{"$nulls":6},"(编制单位盖章)"]
["序号","项目编码","项目名称","项目特征描述","计量\n单位",null,"工程量",null,"金额（元）"]
[{"$nulls":8},"综合单价","合价"]
[55,"030901011001","给水栓","1.安装方式:给水栓\n2.型号、规格:DN32\n3.综合考虑完成该工艺的所有施工内容，详见设计图纸及相关规范等","套",null,"29"]
[56,"030109012001","增压泵","1.名称:增压泵\n2.型号:电压：220V  进出口径：DN32    扬程：≥25m\n3.功能:设备安装及调试\n4.综合考虑完成该工艺的所有施工内容，详见设计图纸及相关规范等","台",null,"2"]
[57,"031001006001","塑料管","1.名称:PPR给水管\n2.规格、型号:DN32\n3.连接形式:热熔\n4.综合考虑完成该工艺的所有施工内容，详见设计图纸及相关规范等","m",null,"694.6"]
[58,"031003013001","水表","1.名称:水表组\n2.规格、型号:DN32\n3.连接形式:热熔\n4.其他:包含1个水表，1个截止阀\n5.综合考虑完成该工艺的所有施工内容，详见设计图纸及相关规范等","组",null,"2"]
[59,"031003001001","截止阀","1.类型:截止阀\n2.规格、压力等级:DN32\n3.综合考虑完成该工艺的所有施工内容，详见设计图纸及相关规范等","个",null,"2"]
[60,"031003001002","止回阀","1.类型:止回阀\n2.规格、压力等级:DN32\n3.综合考虑完成该工艺的所有施工内容，详见设计图纸及相关规范等","个",null,"2"]
[61,"030601002001","压力仪表","1.类型:压力表\n2.综合考虑完成该工艺的所有施工内容，详见设计图纸及相关规范等","台",null,"2"]
[62,"031002001001","管道支架","1.材质:管道支架\n2.管架形式:综合考虑\n3.综合考虑完成该工艺的所有施工内容，详见设计图纸及相关规范等","kg",null,"67.35"]
["本页小计"]
[{"$nulls":7},"第 9 页  共 10 页"]
["分部分项工程量清单与计价表"]
["工程名称：第三水厂分布式光伏发电项目-安装部分",{"$nulls":6},"(编制单位盖章)"]
["序号","项目编码","项目名称","项目特征描述","计量\n单位",null,"工程量",null,"金额（元）"]
[{"$nulls":8},"综合单价","合价"]
[63,"030901013001","灭火器","1.名称:手提式灭火器\n2.类别:水基型MQ6\n3.规格、型号:含2具灭火器一个箱体\n4.综合考虑完成该工艺的所有施工内容，详见设计图纸及相关规范等","具",null,"4"]
[64,"031001006002","塑料管","1.安装部位:室外塑料排水管\n2.介质:雨水\n3.材质、规格:PVC-100\n4.连接形式:粘接\n5.综合考虑完成该工艺的所有施工内容，详见设计图纸及相关规范等","m",null,"10.8"]
[null,null,"【清洗系统】分部小计"]
{"$rows_empty":19}
["本页小计"]
["合  计"]
[{"$nulls":7},"第 10 页  共 10 页"]

{"sheet":"工程量清单总价表【第四水厂分布式光伏发电项目-装饰钢结构部","index":5,"n_rows":38,"n_cols":5,"rows_kept":38,"merged":[[0,0,0,4],[1,0,1,2],[1,3,1,4],[2,0,2,2],[36,0,36,1],[37,0,37,4]]}
["工程量清单总价表"]
[{"$nulls":3},"编制单位盖章："]
["工程名称：第四水厂分布式光伏发电项目-装饰钢结构部分",{"$nulls":3},"第 1 页  共 1 页"]
["序号","项目名称","取费基数","费率(%)","金额:(元)"]
["1","分部分项合计","FBFXHJ"]
["1.1","A.5混凝土及钢筋混凝土工程"]
["1.2","金属结构工程"]
["1.3","A.16拆除工程"]
["2","措施合计","_AQWMSGF+_QTCSF"]
["2.1","绿色施工安全防护措施费","AQWMSGF"]
["2.2","其他措施费","QTCSF"]
["3","其他项目","QTXMHJ"]
["3.1","暂列金额","ZLJE"]
["3.2","暂估价","ZGJHJ"]
["3.3","计日工","JRG"]
["3.4","总承包服务费","ZCBFWF"]
["3.5","预算包干费","YSBGF"]
["3.6","工程优质费","GCYZF"]
["3.7","概算幅度差","GSFDC"]
["3.8","索赔费用","SPFY"]
["3.9","现场签证费用","XCQZFY"]
["3.10","其他费用","QTFY"]
["4","税前工程造价","_FHJ+_CHJ+_QTXM"]
["5","增值税销项税额","_FHJ+_CHJ+_QTXM"]
["6","总造价","_FHJ+_CHJ+_QTXM+_SJ"]
["7","人工费","RGF+JSCS_RGF"]
{"$rows_empty":11}
["编制人：                                   证号：                                 编制日期："]

{"sheet":"工程量清单综合单价报价表-1【第四水厂分布式光伏发电项目-","index":6,"n_rows":58,"n_cols":8,"rows_kept":58,"merged":[[0,0,0,7],[1,0,1,4],[1,5,1,7],[2,0,2,4],[2,6,2,7],[3,0,4,0],[3,1,4,1],[3,2,4,2],[3,3,4,3],[3,4,4,4],[3,5,4,5],[3,6,3,7],[5,2,5,3],[8,2,8,3],[9,2,9,3],[13,0,13,6],[14,0,14,7],[15,0,15,7],[16,0,16,4],[16,5,16,7],[17,0,17,4],[17,6,17,7],[18,0,19,0],[18,1,19,1],[18,2,19,2],[18,3,19,3],[18,4,19,4],[18,5,19,5],[18,6,18,7],[26,0,26,6],[27,0,27,7],[28,0,28,7],[29,0,29,4],[29,5,29,7],[30,0,30,4],[30,6,30,7],[31,0,32,0],[31,1,32,1],[31,2,32,2],[31,3,32,3],[31,4,32,4],[31,5,32,5],[31,6,31,7],[35,2,35,3],[36,2,36,3],[38,2,38,3],[55,0,55,6],[56,0,56,6],[57,0,57,7]]}
["工程量清单综合单价报价表"]
[{"$nulls":5},"编制单位盖章："]
["工程名称：第四水厂分布式光伏发电项目-装饰钢结构部分",{"$nulls":5},"第 1 页  共 3 页"]
["序号","项目编码","项目名称","项目特征描述","计量\n单位","工程数量","金额（元）"]
[{"$nulls":6},"综合单价","合价"]
[null,null,"A.5 混凝土及钢筋混凝土工程"]
[1,"010507007002","柱脚包封","1.混凝土种类:素混凝土\n2.混凝土强度等级:C25\n3.含模板制作安装\n4.其他:按技术规范及设计图纸完成清单项目所需的一切相关工作","m3","3.07"]
[2,"010902001002","柱脚包封防水","1.卷材品种、规格、厚度:3mm厚SBS防水卷材\n2.其他:按技术规范及设计图纸完成清单项目所需的一切相关工作","m2","46.08"]
[null,null,"【混凝土及钢筋混凝土工程】分部小计"]
[null,null," 金属结构工程"]
[3,"010603002002","空腹钢柱","1.柱类型:镀锌矩管钢柱\n2.钢材品种:Q355B\n3.钢材规格:口150*5\n4.单根柱质量:3t以内\n5.包含柱脚端板、加劲板、三角连接件等\n6.其他:按技术规范及设计图纸完成清单项目所需的一切相关工作","t","5.416"]
[4,"010604001002","钢梁","1.梁类型:镀锌矩管钢梁\n2.钢材品种:Q355B\n3.钢材规格:口220*140*4\n4.单根质量:1.5t以内\n5.包含安全绳固定件及加劲肋等\n6.其他:按技术规范及设计图纸完成清单项目所需的一切相关工作","t","17.576"]
[5,"010606002003","钢檩条","1.构件类型:镀锌矩管檩条\n2.钢材品种:Q355B\n3.钢材规格:口100*50*3\n4.其他:按技术规范及设计图纸完成清单项目所需的一切相关工作","t","16.711"]
["本页小计"]
["编制人：                                   证号：                                 编制日期："]
["工程量清单综合单价报价表"]
[{"$nulls":5},"编制单位盖章："]
["工程名称：第四水厂分布式光伏发电项目-装饰钢结构部分",{"$nulls":5},"第 2 页  共 3 页"]
["序号","项目编码","项目名称","项目特征描述","计量\n单位","工程数量","金额（元）"]
[{"$nulls":6},"综合单价","合价"]
[6,"010606001005","钢支撑","1.构件类型:圆钢支撑\n2.钢材品种:Q235B\n3.钢材规格:Φ16\n4.其他:按技术规范及设计图纸完成清单项目所需的一切相关工作","t","1.796"]
[7,"010606001006","系杆","1.构件类型:圆管系杆\n2.钢材品种:Q235B\n3.钢材规格:Φ76*3\n4.其他:按技术规范及设计图纸完成清单项目所需的一切相关工作","t","3.126"]
[8,"010606001007","斜撑","1.构件类型:镀锌矩管斜撑\n2.钢材品种:Q235B\n3.钢材规格:口80*3\n4.其他:按技术规范及设计图纸完成清单项目所需的一切相关工作","t","1.513"]
[9,"040602038004","M型水槽","1.名称:M型水槽\n2.材质:S350GD+ZM275\n3.具体详见图纸CS-GF-05大样\n4.其他:按技术规范及设计图纸完成清单项目所需的一切相关工作","m","2616.26"]
[10,"040602038005","横向水槽","1.名称:横向水槽\n2.材质:S350GD+ZM275\n3.具体详见图纸CS-GF-05大样\n4.其他:按技术规范及设计图纸完成清单项目所需的一切相关工作","m","1108.84"]
[11,"010606006002","维护通道","1.名称:维护通道\n2.盖板规格型号:S350GD+ZM275\n3.30*30*3方通(Q235)\n4.具体详见图纸CS-GF-05大样\n5.其他:按技术规范及设计图纸完成清单项目所需的一切相关工作","t","0.445"]
["本页小计"]
["编制人：                                   证号：                                 编制日期："]
["工程量清单综合单价报价表"]
[{"$nulls":5},"编制单位盖章："]
["工程名称：第四水厂分布式光伏发电项目-装饰钢结构部分",{"$nulls":5},"第 3 页  共 3 页"]
["序号","项目编码","项目名称","项目特征描述","计量\n单位","工程数量","金额（元）"]
[{"$nulls":6},"综合单价","合价"]
[12,"040602038006","汇水槽","1.名称:汇水槽\n2.材质:S350GD+ZM275\n3.具体详见图纸CS-GF-05大样\n4.其他:按技术规范及设计图纸完成清单项目所需的一切相关工作","m","246.41"]
[13,"010516001002","螺栓","1.螺栓种类:M12化学锚栓\n2.其他:按技术规范及设计图纸完成清单项目所需的一切相关工作","套","384"]
[null,null,"【金属结构工程】分部小计"]
[null,null,"A.16 拆除工程"]
[14,"011607001002","原有屋面拆除","1.原有屋面拆除\n2.废料运距按15km考虑\n3.其他:按技术规范及设计图纸完成清单项目所需的一切相关工作","m2","15.36"]
[null,null,"【拆除工程】分部小计"]
{"$rows_empty":16}
["本页小计"]
["合  计"]
["编制人：                                   证号：                                 编制日期："]

{"sheet":"工程量清单报价汇总表【第四水厂分布式光伏发电项目-安装部分】","index":7,"n_rows":22,"n_cols":7,"rows_kept":22,"merged":[[0,0,0,6],[1,0,1,2],[1,4,1,6],[2,2,2,4],[3,2,3,4],[4,2,4,4],[5,2,5,4],[6,2,6,4],[7,2,7,4],[8,2,8,4],[9,2,9,4],[10,2,10,4],[11,2,11,4],[12,2,12,4],[13,2,13,4],[14,2,14,4],[15,2,15,4],[16,2,16,4],[17,2,17,4],[18,2,18,4],[19,2,19,4],[20,2,20,4],[21,2,21,4],[22,2,22,4],[23,2,23,4],[24,2,24,4],[25,2,25,4],[26,2,26,4],[27,2,27,4],[28,2,28,4],[29,2,29,4],[30,2,30,4],[31,2,31,4],[32,2,32,4],[33,2,33,4],[34,2,34,4],[35,2,35,4],[36,2,36,4]]}
["工程量清单报价汇总表"]
["工程名称：第四水厂分布式光伏发电项目-安装部分",{"$nulls":3},"第 1 页  共 1 页"]
["序号","费用名称","基数说明",null,null,"费率(%)","金额"]
["1","分部分项合计","分部分项合计"]
["2","措施合计","绿色施工安全防护措施费+其他措施费"]
["2.1","绿色施工安全防护措施费","安全及文明施工措施费"]
["2.2","其他措施费","其他措施费"]
["3","其他项目","其他项目合计"]
["3.1","暂列金额","暂列金额"]
["3.2","暂估价","暂估价合计"]
["3.3","计日工","计日工"]
["3.4","总承包服务费","总承包服务费"]
["3.5","预算包干费","预算包干费"]
["3.6","工程优质费","工程优质费"]
["3.7","概算幅度差","概算幅度差"]
["3.8","索赔费用","索赔费用"]
["3.9","现场签证费用","现场签证费用"]
["3.10","其他费用","其他费用"]
["4","税前工程造价","分部分项合计+措施合计+其他项目"]
["5","增值税销项税额","分部分项合计+措施合计+其他项目"]
["6","总造价","分部分项合计+措施合计+其他项目+增值税销项税额"]
["7","人工费","分部分项人工费+技术措施项目人工费+机上人工费"]

{"sheet":"分部分项工程量清单与计价表【第四水厂分布式光伏发电项目-安","index":8,"n_rows":183,"n_cols":10,"rows_kept":183,"merged":[[0,0,0,9],[1,0,1,4],[1,5,1,6],[1,7,1,9],[2,0,3,0],[2,1,3,1],[2,2,3,2],[2,3,3,3],[2,4,3,5],[2,6,3,7],[2,8,2,9],[4,2,4,3],[4,4,4,5],[4,6,4,7],[5,2,5,3],[5,4,5,5],[5,6,5,7],[6,4,6,5],[6,6,6,7],[7,4,7,5],[7,6,7,7],[8,4,8,5],[8,6,8,7],[9,4,9,5],[9,6,9,7],[10,4,10,5],[10,6,10,7],[11,4,11,5],[11,6,11,7],[12,0,12,8],[13,0,13,4],[13,5,13,6],[13,7,13,9],[14,0,14,9],[15,0,15,4],[15,5,15,6],[15,7,15,9],[16,0,17,0],[16,1,17,1],[16,2,17,2],[16,3,17,3],[16,4,17,5],[16,6,17,7],[16,8,16,9],[18,4,18,5],[18,6,18,7],[19,4,19,5],[19,6,19,7],[20,4,20,5],[20,6,20,7],[21,4,21,5],[21,6,21,7],[22,4,22,5],[22,6,22,7],[23,4,23,5],[23,6,23,7],[24,0,24,8],[25,0,25,4],[25,5,25,6],[25,7,25,9],[26,0,26,9],[27,0,27,4],[27,5,27,6],[27,7,27,9],[28,0,29,0],[28,1,29,1],[28,2,29,2],[28,3,29,3],[28,4,29,5],[28,6,29,7],[28,8,28,9],[30,4,30,5],[30,6,30,7],[31,4,31,5],[31,6,31,7],[32,4,32,5],[32,6,32,7],[33,4,33,5],[33,6,33,7],[34,4,34,5],[34,6,34,7],[35,4,35,5],[35,6,35,7],[36,4,36,5],[36,6,36,7],[37,0,37,8],[38,0,38,4],[38,5,38,6],[38,7,38,9],[39,0,39,9],[40,0,40,4],[40,5,40,6],[40,7,40,9],[41,0,42,0],[41,1,42,1],[41,2,42,2],[41,3,42,3],[41,4,42,5],[41,6,42,7],[41,8,41,9],[43,4,43,5],[43,6,43,7],[44,4,44,5],[44,6,44,7],[45,4,45,5],[45,6,45,7],[46,4,46,5],[46,6,46,7],[47,4,47,5],[47,6,47,7],[48,4,48,5],[48,6,48,7],[49,4,49,5],[49,6,49,7],[50,0,50,8],[51,0,51,4],[51,5,51,6],[51,7,51,9],[52,0,52,9],[53,0,53,4],[53,5,53,6],[53,7,53,9],[54,0,55,0],[54,1,55,1],[54,2,55,2],[54,3,55,3],[54,4,55,5],[54,6,55,7],[54,8,54,9],[56,4,56,5],[56,6,56,7],[57,4,57,5],[57,6,57,7],[58,4,58,5],[58,6,58,7],[59,4,59,5],[59,6,59,7],[60,4,60,5],[60,6,60,7],[61,4,61,5],[61,6,61,7],[62,0,62,8],[63,0,63,4],[63,5,63,6],[63,7,63,9],[64,0,64,9],[65,0,65,4],[65,5,65,6],[65,7,65,9],[66,0,67,0],[66,1,67,1],[66,2,67,2],[66,3,67,3],[66,4,67,5],[66,6,67,7],[66,8,66,9],[68,4,68,5],[68,6,68,7],[69,4,69,5],[69,6,69,7],[70,4,70,5],[70,6,70,7],[71,4,71,5],[71,6,71,7],[72,4,72,5],[72,6,72,7],[73,4,73,5],[73,6,73,7],[74,2,74,3],[74,4,74,5],[74,6,74,7],[75,2,75,3],[75,4,75,5],[75,6,75,7],[76,0,76,8],[77,0,77,4],[77,5,77,6],[77,7,77,9],[78,0,78,9],[79,0,79,4],[79,5,79,6],[79,7,79,9],[80,0,81,0],[80,1,81,1],[80,2,81,2],[80,3,81,3],[80,4,81,5],[80,6,81,7],[80,8,80,9],[82,4,82,5],[82,6,82,7],[83,4,83,5],[83,6,83,7],[84,4,84,5],[84,6,84,7],[85,4,85,5],[85,6,85,7],[86,4,86,5],[86,6,86,7],[87,2,87,3],[87,4,87,5],[87,6,87,7],[88,2,88,3],[88,4,88,5],[88,6,88,7],[89,4,89,5],[89,6,89,7],[90,4,90,5],[90,6,90,7],[91,0,91,8],[92,0,92,4],[92,5,92,6],[92,7,92,9],[93,0,93,9],[94,0,94,4],[94,5,94,6],[94,7,94,9],[95,0,96,0],[95,1,96,1],[95,2,96,2],[95,3,96,3],[95,4,96,5],[95,6,96,7],[95,8,95,9],[97,4,97,5],[97,6,97,7],[98,4,98,5],[98,6,98,7],[99,4,99,5],[99,6,99,7],[100,2,100,3],[100,4,100,5],[100,6,100,7],[101,2,101,3],[101,4,101,5],[101,6,101,7],[102,4,102,5],[102,6,102,7],[103,2,103,3],[103,4,103,5],[103,6,103,7],[104,2,104,3],[104,4,104,5],[104,6,104,7],[105,4,105,5],[105,6,105,7],[106,4,106,5],[106,6,106,7],[107,0,107,8],[108,0,108,4],[108,5,108,6],[108,7,108,9],[109,0,109,9],[110,0,110,4],[110,5,110,6],[110,7,110,9],[111,0,112,0],[111,1,112,1],[111,2,112,2],[111,3,112,3],[111,4,112,5],[111,6,112,7],[111,8,111,9],[113,4,113,5],[113,6,113,7],[114,4,114,5],[114,6,114,7],[115,4,115,5],[115,6,115,7],[116,4,116,5],[116,6,116,7],[117,4,117,5],[117,6,117,7],[118,4,118,5],[118,6,118,7],[119,4,119,5],[119,6,119,7],[120,4,120,5],[120,6,120,7],[121,0,121,8],[122,0,122,4],[122,5,122,6],[122,7,122,9],[123,0,123,9],[124,0,124,4],[124,5,124,6],[124,7,124,9],[125,0,126,0],[125,1,126,1],[125,2,126,2],[125,3,126,3],[125,4,126,5],[125,6,126,7],[125,8,125,9],[127,4,127,5],[127,6,127,7],[128,4,128,5],[128,6,128,7],[129,4,129,5],[129,6,129,7],[130,4,130,5],[130,6,130,7],[131,2,131,3],[131,4,131,5],[131,6,131,7],[132,2,132,3],[132,4,132,5],[132,6,132,7],[133,4,133,5],[133,6,133,7],[134,4,134,5],[134,6,134,7],[135,0,135,8],[136,0,136,4],[136,5,136,6],[136,7,136,9],[137,0,137,9],[138,0,138,4],[138,5,138,6],[138,7,138,9],[139,0,140,0],[139,1,140,1],[139,2,140,2],[139,3,140,3],[139,4,140,5],[139,6,140,7],[139,8,139,9],[141,4,141,5],[141,6,141,7],[142,4,142,5],[142,6,142,7],[143,4,143,5],[143,6,143,7],[144,4,144,5],[144,6,144,7],[145,4,145,5],[145,6,145,7],[146,4,146,5],[146,6,146,7],[147,4,147,5],[147,6,147,7],[148,0,148,8],[149,0,149,4],[149,5,149,6],[149,7,149,9],[150,0,150,9],[151,0,151,4],[151,5,151,6],[151,7,151,9],[152,0,153,0],[152,1,153,1],[152,2,153,2],[152,3,153,3],[152,4,153,5],[152,6,153,7],[152,8,152,9],[154,4,154,5],[154,6,154,7],[155,2,155,3],[155,4,155,5],[155,6,155,7],[156,4,156,5],[156,6,156,7],[157,4,157,5],[157,6,157,7],[158,4,158,5],[158,6,158,7],[159,4,159,5],[159,6,159,7],[160,4,160,5],[160,6,160,7],[161,4,161,5],[161,6,161,7],[162,4,162,5],[162,6,162,7],[163,4,163,5],[163,6,163,7],[164,4,164,5],[164,6,164,7],[165,4,165,5],[165,6,165,7],[166,4,166,5],[166,6,166,7],[167,4,167,5],[167,6,167,7],[168,4,168,5],[168,6,168,7],[169,4,169,5],[169,6,169,7],[170,4,170,5],[170,6,170,7],[171,4,171,5],[171,6,171,7],[172,4,172,5],[172,6,172,7],[173,4,173,5],[173,6,173,7],[174,4,174,5],[174,6,174,7],[175,4,175,5],[175,6,175,7],[176,4,176,5],[176,6,176,7],[177,4,177,5],[177,6,177,7],[178,4,178,5],[178,6,178,7],[179,4,179,5],[179,6,179,7],[180,0,180,8],[181,0,181,8],[182,0,182,4],[182,5,182,6],[182,7,182,9]]}
["分部分项工程量清单与计价表"]
["工程名称：第四水厂分布式光伏发电项目-安装部分",{"$nulls":6},"(编制单位盖章)"]
["序号","项目编码","项目名称","项目特征描述","计量\n单位",null,"工程量",null,"金额（元）"]
[{"$nulls":8},"综合单价","合价"]
[null,null,"   池面光伏"]
[null,null,"   电气系统"]
[1,"031006005002","620Wp单晶硅光伏组件","1.名称:单晶硅光伏组件\n2.型号:620Wp,组件尺寸：2382*1134*30mm\n3.含铝合金6063-T5压块\n4.本体工程及附件安装\n5.综合考虑完成该工艺的所有施工内容，详见设计图纸及相关规范等\n6.池面上组件","块",null,"1060"]
[2,"030405002003","光伏逆变器","1.名称:36kW逆变器\n2.规格、型号:最大输入电压：1100V 额定电网电压：400Vac\n3.本体工程及附件安装\n4.综合考虑完成该工艺的所有施工内容，详见设计图纸及相关规范范等","台",null,"1"]
[3,"030405002004","光伏逆变器","1.名称:40kW逆变器\n2.规格、型号:最大输入电压：1100V 额定电网电压：400Vac\n3.本体工程及附件安装\n4.综合考虑完成该工艺的所有施工内容，详见设计图纸及相关规范等","台",null,"1"]
[4,"030405002005","光伏逆变器","1.名称:100kW逆变器\n2.规格、型号:最大输入电压：1100V 额定电网电压：400Vac\n3.本体工程及附件安装\n4.综合考虑完成该工艺的所有施工内容，详见设计图纸及相关规范等","台",null,"2"]
[5,"030405002006","光伏逆变器","1.名称:150kW逆变器\n2.规格、型号:最大输入电压：1100V 额定电网电压：400Vac\n3.本体工程及附件安装\n4.综合考虑完成该工艺的所有施工内容，详见设计图纸及相关规范等","台",null,"2"]
[6,"030404017004","汇流箱 5进1出","1.名称:汇流箱 5进1出\n2.本体工程及附件安装\n3.综合考虑完成该工艺的所有施工内容，详见设计图纸及相关规范等","台",null,"1"]
["本页小计"]
[{"$nulls":7},"第 1 页  共 12 页"]
["分部分项工程量清单与计价表"]
["工程名称：第四水厂分布式光伏发电项目-安装部分",{"$nulls":6},"(编制单位盖章)"]
["序号","项目编码","项目名称","项目特征描述","计量\n单位",null,"工程量",null,"金额（元）"]
[{"$nulls":8},"综合单价","合价"]
[7,"030404004003","并网计量柜","1.名称:并网计量柜\n2.规格、型号:BWG2\n3.含内部组件组装等\n4.本体工程及附件安装和槽钢支架等\n5.综合考虑完成该工艺的所有施工内容，详见设计图纸及相关规范等","台",null,"1"]
[8,"030404004004","并网计量柜","1.名称:并网计量柜\n2.规格、型号:BWG3 \n3.含内部组件组装等\n4.本体工程及附件安装和槽钢支架等\n5.综合考虑完成该工艺的所有施工内容，详见设计图纸及相关规范等","台",null,"1"]
[9,"030414002002","送配电装置系统","1.名称:送配电装置系统\n2.综合考虑完成该工艺的所有施工内容，详见设计图纸及相关规范等","系统",null,"2"]
[10,"030408001008","电力电缆","1.名称:光伏电缆\n2.规格、型号:PV1-F 1x4\n3.敷设方式:综合考虑\n4.综合考虑完成该工艺的所有施工内容，详见设计图纸及相关规范等","m",null,"6519.73"]
[11,"030408001009","电力电缆","1.名称:电力电缆 \n2.型号:ZRC-YJV\n3.规格:4*16\n4.材质:铜芯\n5.电压等级(kV):0.6/1kV\n6.综合考虑完成该工艺的所有施工内容，详见设计图纸及相关规范等","m",null,"72.21"]
[12,"030408001010","电力电缆","1.名称:电力电缆 \n2.型号:ZRC-YJV\n3.规格:3*70+1*35\n4.材质:铜芯\n5.电压等级(kV):0.6/1kV\n6.综合考虑完成该工艺的所有施工内容，详见设计图纸及相关规范等","m",null,"15.46"]
["本页小计"]
[{"$nulls":7},"第 2 页  共 12 页"]
["分部分项工程量清单与计价表"]
["工程名称：第四水厂分布式光伏发电项目-安装部分",{"$nulls":6},"(编制单位盖章)"]
["序号","项目编码","项目名称","项目特征描述","计量\n单位",null,"工程量",null,"金额（元）"]
[{"$nulls":8},"综合单价","合价"]
[13,"030408001011","电力电缆","1.名称:电力电缆 \n2.型号:ZRC-YJV\n3.规格:3*150+1*70\n4.材质:铜芯\n5.电压等级(kV):0.6/1kV\n6.综合考虑完成该工艺的所有施工内容，详见设计图纸及相关规范等","m",null,"474.46"]
[14,"030408001012","电力电缆","1.名称:电力电缆 \n2.型号:ZRC-YJV\n3.规格:3*240+1*120\n4.材质:铜芯\n5.电压等级(kV):0.6/1kV\n6.综合考虑完成该工艺的所有施工内容，详见设计图纸及相关规范等","m",null,"738.4"]
[15,"030408006005","电力电缆头","1.名称:电缆终端头\n2.规格、型号:16mm2以下\n3.综合考虑完成该工艺的所有施工内容，详见设计图纸及相关规范等","个",null,"8"]
[16,"030408006006","电力电缆头","1.名称:电缆终端头\n2.规格、型号:70mm2以下\n3.综合考虑完成该工艺的所有施工内容，详见设计图纸及相关规范等","个",null,"4"]
[17,"030408006007","电力电缆头","1.名称:电缆终端头\n2.规格、型号:185mm2以下\n3.综合考虑完成该工艺的所有施工内容，详见设计图纸及相关规范等","个",null,"16"]
[18,"030408006008","电力电缆头","1.名称:电缆终端头\n2.规格、型号:240mm2以下\n3.综合考虑完成该工艺的所有施工内容，详见设计图纸及相关规范等","个",null,"12"]
[19,"030411003009","线槽（含辅件）","1.名称:线槽（含辅件）\n2.规格：600*200*2.0\n3.含支架等\n4.本体工程及附件安装\n5.综合考虑完成该工艺的所有施工内容，详见设计图纸及相关规范等","m",null,"8.32"]
["本页小计"]
[{"$nulls":7},"第 3 页  共 12 页"]
["分部分项工程量清单与计价表"]
["工程名称：第四水厂分布式光伏发电项目-安装部分",{"$nulls":6},"(编制单位盖章)"]
["序号","项目编码","项目名称","项目特征描述","计量\n单位",null,"工程量",null,"金额（元）"]
[{"$nulls":8},"综合单价","合价"]
[20,"030411003010","线槽（含辅件）","1.名称:线槽（含辅件）\n2.规格：400*200*2.0\n3.含支架等\n4.本体工程及附件安装\n5.综合考虑完成该工艺的所有施工内容，详见设计图纸及相关规范等","m",null,"49.28"]
[21,"030411003011","线槽（含辅件）","1.名称:线槽（含辅件）\n2.规格、型号:100×50*0.8\n3.含支架等\n4.本体工程及附件安装\n5.综合考虑完成该工艺的所有施工内容，详见设计图纸及相关规范范等","m",null,"165.26"]
[22,"030411003012","线槽（含辅件）","1.名称:线槽（含辅件）\n2.规格、型号:50×50*0.8\n3.含支架等\n4.本体工程及附件安装\n5.综合考虑完成该工艺的所有施工内容，详见设计图纸及相关规范范等","m",null,"55.93"]
[23,"030413001002","桥架支架","1.名称:桥架支架\n2.材质:铁构件\n3.规格:综合考虑\n4.综合考虑完成该工艺的所有施工内容，详见设计图纸及相关规范等","kg",null,"169"]
[24,"040501004001","塑料管","1.名称:4孔埋管\n2.材质及规格:PVC110\n3.具体做法详图纸大样\n4.综合考虑完成该工艺的所有施工内容，详见设计图纸及相关规范等","m",null,"107.81"]
[25,"040205001001","电缆井","1.名称:电缆井\n2.规格尺寸:910*1225*1300\n3.水泥路面破除及恢复\n4.具体做法详图纸大样\n5.综合考虑完成该工艺的所有施工内容，详见设计图纸及相关规范等","座",null,"2"]
[26,"030408009001","防火泥","1.名称:防火泥\n2.综合考虑完成该工艺的所有施工内容，详见设计图纸及相关规范等","kg",null,"15"]
["本页小计"]
[{"$nulls":7},"第 4 页  共 12 页"]
["分部分项工程量清单与计价表"]
["工程名称：第四水厂分布式光伏发电项目-安装部分",{"$nulls":6},"(编制单位盖章)"]
["序号","项目编码","项目名称","项目特征描述","计量\n单位",null,"工程量",null,"金额（元）"]
[{"$nulls":8},"综合单价","合价"]
[27,"041001001001","拆除路面","1.材质:拆除路面\n2.厚度:25cm\n3.旧路面机械破除\n4.具体做法详图纸大样\n5.综合考虑完成该工艺的所有施工内容，详见设计图纸及相关规范等","m2",null,"79.18"]
[28,"040101002001","挖沟槽土方","1.土壤类别:挖沟槽土方\n2.挖土深度:2m 内\n3.一二类土\n4.具体做法详图纸大样\n5.综合考虑完成该工艺的所有施工内容，详见设计图纸及相关规范等","m3",null,"77.73"]
[29,"040303001001","垫层","1.名称:垫层\n2.材质:石屑\n3.具体做法详图纸大样\n4.综合考虑完成该工艺的所有施工内容，详见设计图纸及相关规范等","m3",null,"8.73"]
[30,"040103001001","回填方","1.名称:回填方\n2.填方材料品种:回填用砂\n3.具体做法详图纸大样\n4.综合考虑完成该工艺的所有施工内容，详见设计图纸及相关规范等","m3",null,"26.83"]
[31,"040202003001","水泥稳定土","1.名称:回填方\n2.填方材料品种:集中拌合水泥石屑混合料 水泥含量 4%\n3.具体做法详图纸大样\n4.综合考虑完成该工艺的所有施工内容，详见设计图纸及相关规范等","m3",null,"14.12"]
[32,"040202003002","水泥稳定土","1.名称:回填方\n2.填方材料品种:集中拌合水泥石屑混合料 水泥含量 6%\n3.具体做法详图纸大样\n4.综合考虑完成该工艺的所有施工内容，详见设计图纸及相关规范等","m3",null,"19.57"]
["本页小计"]
[{"$nulls":7},"第 5 页  共 12 页"]
["分部分项工程量清单与计价表"]
["工程名称：第四水厂分布式光伏发电项目-安装部分",{"$nulls":6},"(编制单位盖章)"]
["序号","项目编码","项目名称","项目特征描述","计量\n单位",null,"工程量",null,"金额（元）"]
[{"$nulls":8},"综合单价","合价"]
[33,"040103001002","回填方","1.名称:回填方\n2.填方材料品种:原土\n3.具体做法详图纸大样\n4.综合考虑完成该工艺的所有施工内容，详见设计图纸及相关规范等","m3",null,"6.98"]
[34,"050402002001","现浇混凝土路面","1.名称:现浇混凝土路面\n2.厚度:25cm  C30\n3.具体做法详图纸大样\n4.综合考虑完成该工艺的所有施工内容，详见设计图纸及相关规范等","m2",null,"88.1"]
[35,"040101002002","余方外运","1.土壤类别:余方外运\n2.运距:按15km考虑\n3.一二类土\n4.具体做法详图纸大样\n5.综合考虑完成该工艺的所有施工内容，详见设计图纸及相关规范等","m3",null,"70.75"]
[36,"040101002003","余方外运","1.土壤类别:余方外运\n2.运距:按15km考虑\n3.路面块料\n4.具体做法详图纸大样\n5.综合考虑完成该工艺的所有施工内容，详见设计图纸及相关规范等","m3",null,"31.39"]
[37,"050307009003","标志牌","1.名称:标志牌\n2.类别:安健环详图、警示牌图、光伏发电站场应急处置卡\n3.规格、型号:1200*800\n4.综合考虑完成该工艺的所有施工内容，详见设计图纸及相关规范等","个",null,"2"]
[38,"050307009004","标志牌","1.名称:标志牌\n2.类别:0.4kV结线图\n3.综合考虑完成该工艺的所有施工内容，详见设计图纸及相关规范等","个",null,"2"]
[null,null,"【电气系统】分部小计"]
[null,null,"   防雷接地系统"]
["本页小计"]
[{"$nulls":7},"第 6 页  共 12 页"]
["分部分项工程量清单与计价表"]
["工程名称：第四水厂分布式光伏发电项目-安装部分",{"$nulls":6},"(编制单位盖章)"]
["序号","项目编码","项目名称","项目特征描述","计量\n单位",null,"工程量",null,"金额（元）"]
[{"$nulls":8},"综合单价","合价"]
[39,"030409002002","接地母线","1.名称:接地扁钢\n2.规格、型号:热镀锌扁钢 -40×4\n3.综合考虑完成该工艺的所有施工内容，详见设计图纸及相关规范等","m",null,"538.4"]
[40,"030409003003","避雷引下线","1.名称:避雷引下线\n2.材质:镀锌扁钢\n3.规格:40*4\n4.断接卡子:含断接卡子\n5.综合考虑完成该工艺的所有施工内容，详见设计图纸及相关规范等","m",null,"9.04"]
[41,"030409003004","断接卡子","1.名称:断接卡子制作、安装\n2.材质:镀锌扁钢\n3.规格:40*4\n4.综合考虑完成该工艺的所有施工内容，详见设计图纸及相关规范等","套",null,"3"]
[42,"030411004003","接地线","1.名称:接地跨接线\n2.规格、型号:BVR-1×4\n3.综合考虑完成该工艺的所有施工内容，详见设计图纸及相关规范等","处",null,"1060"]
[43,"040807003002","接地装置调试","1.名称:接地装置调试 接地网\n2.综合考虑完成该工艺的所有施工内容，详见设计图纸及相关规范等","系统",null,"1"]
[null,null,"【防雷接地系统】分部小计"]
[null,null,"   照明系统"]
[44,"030412001002","普通灯具","1.名称:普通灯具\n2.规格:28W\n3.综合考虑完成该工艺的所有施工内容，详见设计图纸及相关规范等","套",null,"16"]
[45,"030408001013","电力电缆","1.名称:电力电缆 \n2.型号:ZRA-YJV\n3.规格:3*2.5\n4.材质:铜芯\n5.电压等级(kV):0.6/1kV\n6.综合考虑完成该工艺的所有施工内容，详见设计图纸及相关规范等","m",null,"295.5"]
["本页小计"]
[{"$nulls":7},"第 7 页  共 12 页"]
["分部分项工程量清单与计价表"]
["工程名称：第四水厂分布式光伏发电项目-安装部分",{"$nulls":6},"(编制单位盖章)"]
["序号","项目编码","项目名称","项目特征描述","计量\n单位",null,"工程量",null,"金额（元）"]
[{"$nulls":8},"综合单价","合价"]
[46,"030404017005","配电箱","1.型号:照明配电箱\n2.规格:非标\n3.综合考虑完成该工艺的所有施工内容，详见设计图纸及相关规范等","台",null,"1"]
[47,"030411006003","接线盒","1.名称:接线盒\n2.材质:塑料\n3.规格:86型\n4.安装形式:明装\n5.综合考虑完成该工艺的所有施工内容，详见设计图纸及相关规范等","个",null,"16"]
[48,"030411001003","配管","1.名称:JDG电线管\n2.规格、型号:Φ25\n3.敷设方式:综合考虑\n4.综合考虑完成该工艺的所有施工内容，详见设计图纸及相关规范等","m",null,"278.15"]
[null,null,"【照明系统】分部小计"]
[null,null,"   防护措施及物探"]
[49,"030310004001","第四水厂物探费","1.名称:管道开挖物探费\n2.综合考虑完成该工艺的所有施工内容，详见设计图纸及相关规范等","m",null,"107.81"]
[null,null,"【防护措施及物探】分部小计"]
[null,null,"   弱电系统"]
[50,"030404017006","配电箱","1.名称:监控防水箱\n2.安装方式:壁挂式\n3.综合考虑完成该工艺的所有施工内容，详见设计图纸及相关规范等","台",null,"1"]
[51,"030607006002","数据采集器","1.名称:数据采集器\n2.型号:符合设计需求及满足现场设备需求\n3.规格:225*160*44\n4.功能:设备安装及调试\n5.综合考虑完成该工艺的所有施工内容，详见设计图纸及相关规范等","套",null,"1"]
["本页小计"]
[{"$nulls":7},"第 8 页  共 12 页"]
["分部分项工程量清单与计价表"]
["工程名称：第四水厂分布式光伏发电项目-安装部分",{"$nulls":6},"(编制单位盖章)"]
["序号","项目编码","项目名称","项目特征描述","计量\n单位",null,"工程量",null,"金额（元）"]
[{"$nulls":8},"综合单价","合价"]
[52,"030502001002","机柜、机架","1.名称:网络机柜6U壁挂式\n2.规格:宽550*深400*高300\n3.安装方式:室内壁装\n4.综合考虑完成该工艺的所有施工内容，详见设计图纸及相关规范等","台",null,"1"]
[53,"030501012003","交换机","1.名称:交换机\n2.功能:16口，带POE\n3.综合考虑完成该工艺的所有施工内容，详见设计图纸及相关规范等","台",null,"2"]
[54,"030507008001","监控摄像设备","1.名称:视频监控（360度24小时监控器，采用4G通讯）\n2.综合考虑完成该工艺的所有施工内容，详见设计图纸及相关规范等","台",null,"6"]
[55,"040205020003","摄像机支架","1.类型:摄像机支架（横梁上安装）\n2.规格、型号:按设备情况确定\n3.支架形式:壁挂式支架\n4.综合考虑完成该工艺的所有施工内容，详见设计图纸及相关规范等","台",null,"6"]
[56,"030506008002","视频系统调试","1.名称:安全防范分系统调试 电视监控系统 摄像机\n2.综合考虑完成该工艺的所有施工内容，详见设计图纸及相关规范等","系统",null,"6"]
[57,"030409010002","浪涌保护器","1.名称:浪涌保护器\n2.综合考虑完成该工艺的所有施工内容，详见设计图纸及相关规范等","个",null,"6"]
[58,"030501010002","光纤收发器","1.名称:光纤收发器\n2.类别:千兆单模单纤\n3.综合考虑完成该工艺的所有施工内容，详见设计图纸及相关规范等","台",null,"2"]
[59,"030502009002","尾纤","1.名称:尾纤\n2.类别:单模单纤\n3.综合考虑完成该工艺的所有施工内容，详见设计图纸及相关规范等","条",null,"2"]
["本页小计"]
[{"$nulls":7},"第 9 页  共 12 页"]
["分部分项工程量清单与计价表"]
["工程名称：第四水厂分布式光伏发电项目-安装部分",{"$nulls":6},"(编制单位盖章)"]
["序号","项目编码","项目名称","项目特征描述","计量\n单位",null,"工程量",null,"金额（元）"]
[{"$nulls":8},"综合单价","合价"]
[60,"030502007002","光缆","1.名称:光缆\n2.规格:6芯\n3.综合考虑完成该工艺的所有施工内容，详见设计图纸及相关规范等","m",null,"1584.63"]
[61,"030502005002","双绞线缆","1.名称:双绞线缆\n2.规格:超六类网线\n3.线缆对数:CAT6E\n4.敷设方式:管槽内安装\n5.综合考虑完成该工艺的所有施工内容，详见设计图纸及相关规范等","m",null,"314.18"]
[62,"030411004004","配线","1.名称:配线\n2.型号:ZR-RVSP\n3.规格:2*1.0\n4.材质:铜\n5.综合考虑完成该工艺的所有施工内容，详见设计图纸及相关规范等","m",null,"328.87"]
[63,"030411001004","配管","1.名称:PVC电线管\n2.规格、型号:Φ25\n3.敷设方式:综合考虑\n4.综合考虑完成该工艺的所有施工内容，详见设计图纸及相关规范等","m",null,"2226.59"]
[null,null,"【弱电系统】分部小计"]
[null,null,"   清洗系统"]
[64,"030109012002","增压泵","1.名称:增压泵\n2.型号:电压：220V  进出口径：DN32    扬程：≥25m\n3.功能:设备安装及调试\n4.综合考虑完成该工艺的所有施工内容，详见设计图纸及相关规范等","台",null,"1"]
[65,"030901011002","给水栓","1.安装方式:给水栓\n2.型号、规格:DN32\n3.综合考虑完成该工艺的所有施工内容，详见设计图纸及相关规范等","套",null,"12"]
["本页小计"]
[{"$nulls":7},"第 10 页  共 12 页"]
["分部分项工程量清单与计价表"]
["工程名称：第四水厂分布式光伏发电项目-安装部分",{"$nulls":6},"(编制单位盖章)"]
["序号","项目编码","项目名称","项目特征描述","计量\n单位",null,"工程量",null,"金额（元）"]
[{"$nulls":8},"综合单价","合价"]
[66,"031001006003","塑料管","1.名称:PPR给水管\n2.规格、型号:DN32\n3.连接形式:热熔\n4.综合考虑完成该工艺的所有施工内容，详见设计图纸及相关规范等","m",null,"216.9"]
[67,"031003013002","水表","1.名称:水表组\n2.规格、型号:DN32\n3.连接形式:热熔\n4.其他:包含1个水表，1个截止阀\n5.综合考虑完成该工艺的所有施工内容，详见设计图纸及相关规范等","组",null,"1"]
[68,"030601002002","压力仪表","1.类型:压力表\n2.综合考虑完成该工艺的所有施工内容，详见设计图纸及相关规范等","台",null,"1"]
[69,"031003001003","截止阀","1.类型:截止阀\n2.规格、压力等级:DN32\n3.综合考虑完成该工艺的所有施工内容，详见设计图纸及相关规范等","个",null,"4"]
[70,"031003001004","止回阀","1.类型:止回阀\n2.规格、压力等级:DN32\n3.综合考虑完成该工艺的所有施工内容，详见设计图纸及相关规范等","个",null,"1"]
[71,"031002001002","管道支架","1.材质:管道支架\n2.管架形式:综合考虑\n3.综合考虑完成该工艺的所有施工内容，详见设计图纸及相关规范等","kg",null,"21.03"]
[72,"030901013002","灭火器","1.名称:手提式灭火器\n2.类别:水基型MQ6\n3.规格、型号:含2具灭火器一个箱体\n4.综合考虑完成该工艺的所有施工内容，详见设计图纸及相关规范等","具",null,"6"]
["本页小计"]
[{"$nulls":7},"第 11 页  共 12 页"]
["分部分项工程量清单与计价表"]
["工程名称：第四水厂分布式光伏发电项目-安装部分",{"$nulls":6},"(编制单位盖章)"]
["序号","项目编码","项目名称","项目特征描述","计量\n单位",null,"工程量",null,"金额（元）"]
[{"$nulls":8},"综合单价","合价"]
[73,"031001006004","塑料管","1.安装部位:室外塑料排水管\n2.介质:雨水\n3.材质、规格:PVC-100\n4.连接形式:粘接\n5.综合考虑完成该工艺的所有施工内容，详见设计图纸及相关规范等","m",null,"64"]
[null,null,"【清洗系统】分部小计"]
{"$rows_empty":24}
["本页小计"]
["合  计"]
[{"$nulls":7},"第 12 页  共 12 页"]

{"sheet":"工程量清单总价表【第五水厂分布式光伏发电项目-装饰钢结构部","index":9,"n_rows":38,"n_cols":5,"rows_kept":38,"merged":[[0,0,0,4],[1,0,1,2],[1,3,1,4],[2,0,2,2],[36,0,36,1],[37,0,37,4]]}
["工程量清单总价表"]
[{"$nulls":3},"编制单位盖章："]
["工程名称：第五水厂分布式光伏发电项目-装饰钢结构部分",{"$nulls":3},"第 1 页  共 1 页"]
["序号","项目名称","取费基数","费率(%)","金额:(元)"]
["1","分部分项合计","FBFXHJ"]
["1.1","A.1土石方工程"]
["1.2","A.5混凝土及钢筋混凝土工程"]
["1.3","A.6金属结构工程"]
["1.4","A.8门窗工程"]
["1.5","A.16拆除工程"]
["2","措施合计","_AQWMSGF+_QTCSF"]
["2.1","绿色施工安全防护措施费","AQWMSGF"]
["2.2","其他措施费","QTCSF"]
["3","其他项目","QTXMHJ"]
["3.1","暂列金额","ZLJE"]
["3.2","暂估价","ZGJHJ"]
["3.3","计日工","JRG"]
["3.4","总承包服务费","ZCBFWF"]
["3.5","预算包干费","YSBGF"]
["3.6","工程优质费","GCYZF"]
["3.7","概算幅度差","GSFDC"]
["3.8","索赔费用","SPFY"]
["3.9","现场签证费用","XCQZFY"]
["3.10","其他费用","QTFY"]
["4","税前工程造价","_FHJ+_CHJ+_QTXM"]
["5","增值税销项税额","_FHJ+_CHJ+_QTXM"]
["6","总造价","_FHJ+_CHJ+_QTXM+_SJ"]
["7","人工费","RGF+JSCS_RGF"]
{"$rows_empty":9}
["编制人：                                   证号：                                 编制日期："]

{"sheet":"工程量清单综合单价报价表-1【第五水厂分布式光伏发电项目-","index":10,"n_rows":93,"n_cols":8,"rows_kept":93,"merged":[[0,0,0,7],[1,0,1,4],[1,5,1,7],[2,0,2,4],[2,6,2,7],[3,0,4,0],[3,1,4,1],[3,2,4,2],[3,3,4,3],[3,4,4,4],[3,5,4,5],[3,6,3,7],[5,2,5,3],[9,2,9,3],[10,2,10,3],[15,0,15,6],[16,0,16,7],[17,0,17,7],[18,0,18,4],[18,5,18,7],[19,0,19,4],[19,6,19,7],[20,0,21,0],[20,1,21,1],[20,2,21,2],[20,3,21,3],[20,4,21,4],[20,5,21,5],[20,6,20,7],[24,2,24,3],[25,2,25,3],[29,0,29,6],[30,0,30,7],[31,0,31,7],[32,0,32,4],[32,5,32,7],[33,0,33,4],[33,6,33,7],[34,0,35,0],[34,1,35,1],[34,2,35,2],[34,3,35,3],[34,4,35,4],[34,5,35,5],[34,6,34,7],[42,0,42,6],[43,0,43,7],[44,0,44,7],[45,0,45,4],[45,5,45,7],[46,0,46,4],[46,6,46,7],[47,0,48,0],[47,1,48,1],[47,2,48,2],[47,3,48,3],[47,4,48,4],[47,5,48,5],[47,6,47,7],[56,0,56,6],[57,0,57,7],[58,0,58,7],[59,0,59,4],[59,5,59,7],[60,0,60,4],[60,6,60,7],[61,0,62,0],[61,1,62,1],[61,2,62,2],[61,3,62,3],[61,4,62,4],[61,5,62,5],[61,6,61,7],[69,0,69,6],[70,0,70,7],[71,0,71,7],[72,0,72,4],[72,5,72,7],[73,0,73,4],[73,6,73,7],[74,0,75,0],[74,1,75,1],[74,2,75,2],[74,3,75,3],[74,4,75,4],[74,5,75,5],[74,6,74,7],[79,2,79,3],[80,2,80,3],[82,2,82,3],[83,2,83,3],[85,2,85,3],[90,0,90,6],[91,0,91,6],[92,0,92,7]]}
["工程量清单综合单价报价表"]
[{"$nulls":5},"编制单位盖章："]
["工程名称：第五水厂分布式光伏发电项目-装饰钢结构部分",{"$nulls":5},"第 1 页  共 6 页"]
["序号","项目编码","项目名称","项目特征描述","计量\n单位","工程数量","金额（元）"]
[{"$nulls":6},"综合单价","合价"]
[null,null,"A.1 土石方工程"]
[1,"010101004001","挖基坑土方","1.土壤类别:综合考虑\n2.挖土深度:2m 内\n3.其他:按技术规范及设计图纸完成清单项目所需的一切相关工作","m3","91.06"]
[2,"010103001001","回填方","1.密实度要求:不小于0.94\n2.填方材料品种:综合考虑\n3.填方粒径要求:综合考虑\n4.其他:按技术规范及设计图纸完成清单项目所需的一切相关工作","m3","46.62"]
[3,"010103002001","余方弃置","1.废弃料品种:综合考虑\n2.其他:按技术规范及设计图纸完成清单项目所需的一切相关工作","m3","44.44"]
[null,null,"【土石方工程】分部小计"]
[null,null,"A.5 混凝土及钢筋混凝土工程"]
[4,"010501001001","垫层","1.混凝土种类:商品混凝土\n2.混凝土强度等级:C15\n3.含模板制作安装\n4.其他:按技术规范及设计图纸完成清单项目所需的一切相关工作","m3","8.8"]
[5,"010501003001","钢梯基础","1.混凝土种类:商品混凝土\n2.混凝土强度等级:C30\n3.含模板制作安装\n4.其他:按技术规范及设计图纸完成清单项目所需的一切相关工作","m3","35.64"]
[6,"010501003002","钢梯基础","1.素土夯实后浇筑C20混凝土\n2.混凝土种类:商品混凝土\n3.混凝土强度等级:C20\n4.含模板制作安装\n5.其他:按技术规范及设计图纸完成清单项目所需的一切相关工作","m3","1.83"]
[7,"010515001001","现浇构件钢筋","1.钢筋种类、规格:现浇构件带肋钢筋 φ12-16\n2.其他:按技术规范及设计图纸完成清单项目所需的一切相关工作","t","2.222"]
["本页小计"]
["编制人：                                   证号：                                 编制日期："]
["工程量清单综合单价报价表"]
[{"$nulls":5},"编制单位盖章："]
["工程名称：第五水厂分布式光伏发电项目-装饰钢结构部分",{"$nulls":5},"第 2 页  共 6 页"]
["序号","项目编码","项目名称","项目特征描述","计量\n单位","工程数量","金额（元）"]
[{"$nulls":6},"综合单价","合价"]
[8,"010507007003","柱脚包封","1.混凝土种类:素混凝土\n2.混凝土强度等级:C25\n3.含模板制作安装\n4.其他:按技术规范及设计图纸完成清单项目所需的一切相关工作","m3","8.45"]
[9,"010902001003","柱脚包封防水","1.卷材品种、规格、厚度:3mm厚SBS防水卷材\n2.其他:按技术规范及设计图纸完成清单项目所需的一切相关工作","m2","126.72"]
[null,null,"【混凝土及钢筋混凝土工程】分部小计"]
[null,null,"A.6 金属结构工程"]
[10,"010603002003","空腹钢柱","1.柱类型:镀锌矩管钢柱\n2.钢材品种:Q355B\n3.钢材规格:口100*100*4\n4.单根柱质量:3t以内\n5.包含柱脚端板、加劲板、三角连接件等\n6.其他:按技术规范及设计图纸完成清单项目所需的一切相关工作","t","4.567"]
[11,"010603002004","空腹钢柱","1.柱类型:镀锌矩管钢柱\n2.钢材品种:Q355B\n3.钢材规格:口120*120*4\n4.单根柱质量:3t以内\n5.包含柱脚端板、加劲板、三角连接件等\n6.其他:按技术规范及设计图纸完成清单项目所需的一切相关工作","t","3.486"]
[12,"010604001003","钢梁","1.梁类型:镀锌矩管钢梁\n2.钢材品种:Q355B\n3.钢材规格:口100*50*3\n4.单根质量:1.5t以内\n5.包含安全绳固定件及加劲肋等\n6.其他:按技术规范及设计图纸完成清单项目所需的一切相关工作","t","1.957"]
["本页小计"]
["编制人：                                   证号：                                 编制日期："]
["工程量清单综合单价报价表"]
[{"$nulls":5},"编制单位盖章："]
["工程名称：第五水厂分布式光伏发电项目-装饰钢结构部分",{"$nulls":5},"第 3 页  共 6 页"]
["序号","项目编码","项目名称","项目特征描述","计量\n单位","工程数量","金额（元）"]
[{"$nulls":6},"综合单价","合价"]
[13,"010604001004","钢梁","1.梁类型:镀锌矩管钢梁\n2.钢材品种:Q355B\n3.钢材规格:口120*60*4\n4.单根质量:1.5t以内\n5.包含安全绳固定件及加劲肋等\n6.其他:按技术规范及设计图纸完成清单项目所需的一切相关工作","t","2.4"]
[14,"010604001005","钢梁","1.梁类型:镀锌矩管钢梁\n2.钢材品种:Q355B\n3.钢材规格:口120*60*3\n4.单根质量:1.5t以内\n5.包含安全绳固定件及加劲肋等\n6.其他:按技术规范及设计图纸完成清单项目所需的一切相关工作","t","1.386"]
[15,"010604001006","钢梁","1.梁类型:镀锌矩管钢梁\n2.钢材品种:Q355B\n3.钢材规格:口140*80*4\n4.单根质量:1.5t以内\n5.包含安全绳固定件及加劲肋等\n6.其他:按技术规范及设计图纸完成清单项目所需的一切相关工作","t","5.887"]
[16,"010606002004","钢檩条","1.构件类型:镀锌矩管檩条\n2.钢材品种:Q355B\n3.钢材规格:口100*50*4\n4.其他:按技术规范及设计图纸完成清单项目所需的一切相关工作","t","4.096"]
[17,"010606002005","钢檩条","1.构件类型:镀锌矩管檩条\n2.钢材品种:Q355B\n3.钢材规格:口120*60*3\n4.其他:按技术规范及设计图纸完成清单项目所需的一切相关工作","t","3.986"]
[18,"010606002006","钢檩条","1.构件类型:镀锌矩管檩条\n2.钢材品种:Q355B\n3.钢材规格:口120*60*4\n4.其他:按技术规范及设计图纸完成清单项目所需的一切相关工作","t","21.108"]
["本页小计"]
["编制人：                                   证号：                                 编制日期："]
["工程量清单综合单价报价表"]
[{"$nulls":5},"编制单位盖章："]
["工程名称：第五水厂分布式光伏发电项目-装饰钢结构部分",{"$nulls":5},"第 4 页  共 6 页"]
["序号","项目编码","项目名称","项目特征描述","计量\n单位","工程数量","金额（元）"]
[{"$nulls":6},"综合单价","合价"]
[19,"010606002007","钢檩条","1.构件类型:镀锌矩管檩条\n2.钢材品种:Q355B\n3.钢材规格:口80*40*3\n4.其他:按技术规范及设计图纸完成清单项目所需的一切相关工作","t","8.333"]
[20,"010606001008","钢支撑","1.构件类型:圆钢支撑\n2.钢材品种:Q235B\n3.钢材规格:Φ16\n4.其他:按技术规范及设计图纸完成清单项目所需的一切相关工作","t","1.86"]
[21,"010606001009","系杆","1.构件类型:圆管系杆\n2.钢材品种:Q235B\n3.钢材规格:Φ76*3\n4.其他:按技术规范及设计图纸完成清单项目所需的一切相关工作","t","4.085"]
[22,"010606001010","系杆","1.构件类型:圆管系杆\n2.钢材品种:Q235B\n3.钢材规格:Φ89*3\n4.其他:按技术规范及设计图纸完成清单项目所需的一切相关工作","t","1.905"]
[23,"010606001011","系杆","1.构件类型:圆管系杆\n2.钢材品种:Q235B\n3.钢材规格:Φ102*3\n4.其他:按技术规范及设计图纸完成清单项目所需的一切相关工作","t","0.415"]
[24,"010606001012","斜撑","1.构件类型:镀锌矩管斜撑\n2.钢材品种:Q235B\n3.钢材规格:口80*3\n4.其他:按技术规范及设计图纸完成清单项目所需的一切相关工作","t","0.811"]
[25,"010606001013","斜撑","1.构件类型:镀锌矩管斜撑\n2.钢材品种:Q235B\n3.钢材规格:口70*50*4\n4.其他:按技术规范及设计图纸完成清单项目所需的一切相关工作","t","1.546"]
["本页小计"]
["编制人：                                   证号：                                 编制日期："]
["工程量清单综合单价报价表"]
[{"$nulls":5},"编制单位盖章："]
["工程名称：第五水厂分布式光伏发电项目-装饰钢结构部分",{"$nulls":5},"第 5 页  共 6 页"]
["序号","项目编码","项目名称","项目特征描述","计量\n单位","工程数量","金额（元）"]
[{"$nulls":6},"综合单价","合价"]
[26,"010606001014","斜撑","1.构件类型:镀锌矩管斜撑\n2.钢材品种:Q235B\n3.钢材规格:口80*60*4\n4.其他:按技术规范及设计图纸完成清单项目所需的一切相关工作","t","0.177"]
[27,"010606001015","斜撑","1.构件类型:镀锌矩管斜撑\n2.钢材品种:Q235B\n3.钢材规格:口80*3\n4.其他:按技术规范及设计图纸完成清单项目所需的一切相关工作","t","0.432"]
[28,"010606008001","钢梯","1.钢材品种、规格:Q235B\n2.钢梯形式:踏步式\n3.包含楼梯平台、楼梯梁、楼梯踏步、楼梯柱、踢脚板、柱脚端板等\n4.具体详见02J401\n5.其他:按技术规范及设计图纸完成清单项目所需的一切相关工作","t","19.419"]
[29,"010606009001","钢护栏","1.钢材品种、规格:Q235B\n2.栏杆扶手高度不小于900mm\n3.其他:按技术规范及设计图纸完成清单项目所需的一切相关工作","t","2.203"]
[30,"010606006003","维护通道","1.名称:维护通道\n2.盖板规格型号:S350GD+ZM275\n3.30*30*3方通(Q235)\n4.具体详见图纸CS-GF-05大样\n5.其他:按技术规范及设计图纸完成清单项目所需的一切相关工作","t","1.431"]
[31,"040602038007","M型水槽","1.名称:M型水槽\n2.材质:S350GD+ZM275\n3.具体详见图纸CS-GF-05大样\n4.其他:按技术规范及设计图纸完成清单项目所需的一切相关工作","m","4110.1"]
["本页小计"]
["编制人：                                   证号：                                 编制日期："]
["工程量清单综合单价报价表"]
[{"$nulls":5},"编制单位盖章："]
["工程名称：第五水厂分布式光伏发电项目-装饰钢结构部分",{"$nulls":5},"第 6 页  共 6 页"]
["序号","项目编码","项目名称","项目特征描述","计量\n单位","工程数量","金额（元）"]
[{"$nulls":6},"综合单价","合价"]
[32,"040602038008","横向水槽","1.名称:横向水槽\n2.材质:S350GD+ZM275\n3.具体详见图纸CS-GF-05大样\n4.其他:按技术规范及设计图纸完成清单项目所需的一切相关工作","m","1857.46"]
[33,"040602038009","汇水槽","1.名称:汇水槽\n2.材质:S350GD+ZM275\n3.具体详见图纸CS-GF-05大样\n4.其他:按技术规范及设计图纸完成清单项目所需的一切相关工作","m","639.49"]
[34,"010516001003","螺栓","1.螺栓种类:M12化学锚栓\n2.其他:按技术规范及设计图纸完成清单项目所需的一切相关工作","套","1316"]
[null,null,"【金属结构工程】分部小计"]
[null,null,"A.8 门窗工程"]
[35,"010804005001","金属格栅门","1.门代号及洞口尺寸:900*1200mm\n2.门框、扇材质:方管50*50*2间距200\n3.其他:按技术规范及设计图纸完成清单项目所需的一切相关工作","m2","6.48"]
[null,null,"【门窗工程】分部小计"]
[null,null,"A.16 拆除工程"]
[36,"011607001003","原有屋面拆除","1.原有屋面拆除\n2.废料运距按15km考虑\n3.其他:按技术规范及设计图纸完成清单项目所需的一切相关工作","m2","42.24"]
[null,null,"【拆除工程】分部小计"]
[]
[]
[]
[]
["本页小计"]
["合  计"]
["编制人：                                   证号：                                 编制日期："]

{"sheet":"工程量清单报价汇总表【第五水厂分布式光伏发电项目-安装部分】","index":11,"n_rows":22,"n_cols":7,"rows_kept":22,"merged":[[0,0,0,6],[1,0,1,2],[1,4,1,6],[2,2,2,4],[3,2,3,4],[4,2,4,4],[5,2,5,4],[6,2,6,4],[7,2,7,4],[8,2,8,4],[9,2,9,4],[10,2,10,4],[11,2,11,4],[12,2,12,4],[13,2,13,4],[14,2,14,4],[15,2,15,4],[16,2,16,4],[17,2,17,4],[18,2,18,4],[19,2,19,4],[20,2,20,4],[21,2,21,4],[22,2,22,4],[23,2,23,4],[24,2,24,4],[25,2,25,4],[26,2,26,4],[27,2,27,4],[28,2,28,4],[29,2,29,4],[30,2,30,4],[31,2,31,4],[32,2,32,4],[33,2,33,4],[34,2,34,4],[35,2,35,4],[36,2,36,4]]}
["工程量清单报价汇总表"]
["工程名称：第五水厂分布式光伏发电项目-安装部分",{"$nulls":3},"第 1 页  共 1 页"]
["序号","费用名称","基数说明",null,null,"费率(%)","金额"]
["1","分部分项合计","分部分项合计"]
["2","措施合计","绿色施工安全防护措施费+其他措施费"]
["2.1","绿色施工安全防护措施费","安全及文明施工措施费"]
["2.2","其他措施费","其他措施费"]
["3","其他项目","其他项目合计"]
["3.1","暂列金额","暂列金额"]
["3.2","暂估价","暂估价合计"]
["3.3","计日工","计日工"]
["3.4","总承包服务费","总承包服务费"]
["3.5","预算包干费","预算包干费"]
["3.6","工程优质费","工程优质费"]
["3.7","概算幅度差","概算幅度差"]
["3.8","索赔费用","索赔费用"]
["3.9","现场签证费用","现场签证费用"]
["3.10","其他费用","其他费用"]
["4","税前工程造价","分部分项合计+措施合计+其他项目"]
["5","增值税销项税额","分部分项合计+措施合计+其他项目"]
["6","总造价","分部分项合计+措施合计+其他项目+增值税销项税额"]
["7","人工费","分部分项人工费+技术措施项目人工费+机上人工费"]

{"sheet":"分部分项工程量清单与计价表【第五水厂分布式光伏发电项目-安","index":12,"n_rows":177,"n_cols":10,"rows_kept":177,"merged":[[0,0,0,9],[1,0,1,4],[1,5,1,6],[1,7,1,9],[2,0,3,0],[2,1,3,1],[2,2,3,2],[2,3,3,3],[2,4,3,5],[2,6,3,7],[2,8,2,9],[4,2,4,3],[4,4,4,5],[4,6,4,7],[5,2,5,3],[5,4,5,5],[5,6,5,7],[6,4,6,5],[6,6,6,7],[7,4,7,5],[7,6,7,7],[8,4,8,5],[8,6,8,7],[9,4,9,5],[9,6,9,7],[10,4,10,5],[10,6,10,7],[11,4,11,5],[11,6,11,7],[12,0,12,8],[13,0,13,4],[13,5,13,6],[13,7,13,9],[14,0,14,9],[15,0,15,4],[15,5,15,6],[15,7,15,9],[16,0,17,0],[16,1,17,1],[16,2,17,2],[16,3,17,3],[16,4,17,5],[16,6,17,7],[16,8,16,9],[18,4,18,5],[18,6,18,7],[19,4,19,5],[19,6,19,7],[20,4,20,5],[20,6,20,7],[21,4,21,5],[21,6,21,7],[22,4,22,5],[22,6,22,7],[23,0,23,8],[24,0,24,4],[24,5,24,6],[24,7,24,9],[25,0,25,9],[26,0,26,4],[26,5,26,6],[26,7,26,9],[27,0,28,0],[27,1,28,1],[27,2,28,2],[27,3,28,3],[27,4,28,5],[27,6,28,7],[27,8,27,9],[29,4,29,5],[29,6,29,7],[30,4,30,5],[30,6,30,7],[31,4,31,5],[31,6,31,7],[32,4,32,5],[32,6,32,7],[33,4,33,5],[33,6,33,7],[34,4,34,5],[34,6,34,7],[35,4,35,5],[35,6,35,7],[36,0,36,8],[37,0,37,4],[37,5,37,6],[37,7,37,9],[38,0,38,9],[39,0,39,4],[39,5,39,6],[39,7,39,9],[40,0,41,0],[40,1,41,1],[40,2,41,2],[40,3,41,3],[40,4,41,5],[40,6,41,7],[40,8,40,9],[42,4,42,5],[42,6,42,7],[43,4,43,5],[43,6,43,7],[44,4,44,5],[44,6,44,7],[45,4,45,5],[45,6,45,7],[46,4,46,5],[46,6,46,7],[47,4,47,5],[47,6,47,7],[48,0,48,8],[49,0,49,4],[49,5,49,6],[49,7,49,9],[50,0,50,9],[51,0,51,4],[51,5,51,6],[51,7,51,9],[52,0,53,0],[52,1,53,1],[52,2,53,2],[52,3,53,3],[52,4,53,5],[52,6,53,7],[52,8,52,9],[54,4,54,5],[54,6,54,7],[55,4,55,5],[55,6,55,7],[56,4,56,5],[56,6,56,7],[57,4,57,5],[57,6,57,7],[58,4,58,5],[58,6,58,7],[59,4,59,5],[59,6,59,7],[60,0,60,8],[61,0,61,4],[61,5,61,6],[61,7,61,9],[62,0,62,9],[63,0,63,4],[63,5,63,6],[63,7,63,9],[64,0,65,0],[64,1,65,1],[64,2,65,2],[64,3,65,3],[64,4,65,5],[64,6,65,7],[64,8,64,9],[66,4,66,5],[66,6,66,7],[67,4,67,5],[67,6,67,7],[68,4,68,5],[68,6,68,7],[69,4,69,5],[69,6,69,7],[70,4,70,5],[70,6,70,7],[71,4,71,5],[71,6,71,7],[72,4,72,5],[72,6,72,7],[73,0,73,8],[74,0,74,4],[74,5,74,6],[74,7,74,9],[75,0,75,9],[76,0,76,4],[76,5,76,6],[76,7,76,9],[77,0,78,0],[77,1,78,1],[77,2,78,2],[77,3,78,3],[77,4,78,5],[77,6,78,7],[77,8,77,9],[79,4,79,5],[79,6,79,7],[80,4,80,5],[80,6,80,7],[81,4,81,5],[81,6,81,7],[82,4,82,5],[82,6,82,7],[83,4,83,5],[83,6,83,7],[84,2,84,3],[84,4,84,5],[84,6,84,7],[85,2,85,3],[85,4,85,5],[85,6,85,7],[86,4,86,5],[86,6,86,7],[87,0,87,8],[88,0,88,4],[88,5,88,6],[88,7,88,9],[89,0,89,9],[90,0,90,4],[90,5,90,6],[90,7,90,9],[91,0,92,0],[91,1,92,1],[91,2,92,2],[91,3,92,3],[91,4,92,5],[91,6,92,7],[91,8,91,9],[93,4,93,5],[93,6,93,7],[94,4,94,5],[94,6,94,7],[95,4,95,5],[95,6,95,7],[96,4,96,5],[96,6,96,7],[97,2,97,3],[97,4,97,5],[97,6,97,7],[98,2,98,3],[98,4,98,5],[98,6,98,7],[99,4,99,5],[99,6,99,7],[100,4,100,5],[100,6,100,7],[101,4,101,5],[101,6,101,7],[102,0,102,8],[103,0,103,4],[103,5,103,6],[103,7,103,9],[104,0,104,9],[105,0,105,4],[105,5,105,6],[105,7,105,9],[106,0,107,0],[106,1,107,1],[106,2,107,2],[106,3,107,3],[106,4,107,5],[106,6,107,7],[106,8,106,9],[108,4,108,5],[108,6,108,7],[109,4,109,5],[109,6,109,7],[110,4,110,5],[110,6,110,7],[111,4,111,5],[111,6,111,7],[112,4,112,5],[112,6,112,7],[113,4,113,5],[113,6,113,7],[114,4,114,5],[114,6,114,7],[115,4,115,5],[115,6,115,7],[116,0,116,8],[117,0,117,4],[117,5,117,6],[117,7,117,9],[118,0,118,9],[119,0,119,4],[119,5,119,6],[119,7,119,9],[120,0,121,0],[120,1,121,1],[120,2,121,2],[120,3,121,3],[120,4,121,5],[120,6,121,7],[120,8,120,9],[122,4,122,5],[122,6,122,7],[123,4,123,5],[123,6,123,7],[124,4,124,5],[124,6,124,7],[125,4,125,5],[125,6,125,7],[126,4,126,5],[126,6,126,7],[127,2,127,3],[127,4,127,5],[127,6,127,7],[128,2,128,3],[128,4,128,5],[128,6,128,7],[129,4,129,5],[129,6,129,7],[130,4,130,5],[130,6,130,7],[131,0,131,8],[132,0,132,4],[132,5,132,6],[132,7,132,9],[133,0,133,9],[134,0,134,4],[134,5,134,6],[134,7,134,9],[135,0,136,0],[135,1,136,1],[135,2,136,2],[135,3,136,3],[135,4,136,5],[135,6,136,7],[135,8,135,9],[137,4,137,5],[137,6,137,7],[138,4,138,5],[138,6,138,7],[139,4,139,5],[139,6,139,7],[140,4,140,5],[140,6,140,7],[141,4,141,5],[141,6,141,7],[142,4,142,5],[142,6,142,7],[143,4,143,5],[143,6,143,7],[144,0,144,8],[145,0,145,4],[145,5,145,6],[145,7,145,9],[146,0,146,9],[147,0,147,4],[147,5,147,6],[147,7,147,9],[148,0,149,0],[148,1,149,1],[148,2,149,2],[148,3,149,3],[148,4,149,5],[148,6,149,7],[148,8,148,9],[150,4,150,5],[150,6,150,7],[151,2,151,3],[151,4,151,5],[151,6,151,7],[152,2,152,3],[152,4,152,5],[152,6,152,7],[153,4,153,5],[153,6,153,7],[154,2,154,3],[154,4,154,5],[154,6,154,7],[155,4,155,5],[155,6,155,7],[156,4,156,5],[156,6,156,7],[157,4,157,5],[157,6,157,7],[158,4,158,5],[158,6,158,7],[159,4,159,5],[159,6,159,7],[160,4,160,5],[160,6,160,7],[161,4,161,5],[161,6,161,7],[162,4,162,5],[162,6,162,7],[163,4,163,5],[163,6,163,7],[164,4,164,5],[164,6,164,7],[165,4,165,5],[165,6,165,7],[166,4,166,5],[166,6,166,7],[167,4,167,5],[167,6,167,7],[168,4,168,5],[168,6,168,7],[169,4,169,5],[169,6,169,7],[170,4,170,5],[170,6,170,7],[171,4,171,5],[171,6,171,7],[172,4,172,5],[172,6,172,7],[173,4,173,5],[173,6,173,7],[174,0,174,8],[175,0,175,8],[176,0,176,4],[176,5,176,6],[176,7,176,9]]}
["分部分项工程量清单与计价表"]
["工程名称：第五水厂分布式光伏发电项目-安装部分",{"$nulls":6},"(编制单位盖章)"]
["序号","项目编码","项目名称","项目特征描述","计量\n单位",null,"工程量",null,"金额（元）"]
[{"$nulls":8},"综合单价","合价"]
[null,null,"   电气系统"]
[null,null,"   光伏系统"]
[1,"031006005003","620Wp单晶硅光伏组件","1.名称:单晶硅光伏组件\n2.型号:620Wp,组件尺寸：2382*1134*30mm\n3.含铝合金6063-T5压块\n4.本体工程及附件安装\n5.综合考虑完成该工艺的所有施工内容，详见设计图纸及相关规范等\n6.屋面上组件","块",null,"1603"]
[2,"030405002007","光伏逆变器","1.名称:30kW逆变器\n2.规格、型号:最大输入电压：1100V 额定电网电压：400Vac\n3.本体工程及附件安装\n4.综合考虑完成该工艺的所有施工内容，详见设计图纸及相关规范等","台",null,"3"]
[3,"030405002008","光伏逆变器","1.名称:100kW逆变器\n2.规格、型号:最大输入电压：1100V 额定电网电压：400Vac\n3.本体工程及附件安装\n4.综合考虑完成该工艺的所有施工内容，详见设计图纸及相关规范等","台",null,"5"]
[4,"030405002009","光伏逆变器","1.名称:150kW逆变器\n2.规格、型号:最大输入电压：1100V 额定电网电压：400Vac\n3.本体工程及附件安装\n4.综合考虑完成该工艺的所有施工内容，详见设计图纸及相关规范等","台",null,"2"]
[5,"030404017007","汇流箱 2进1出","1.名称:汇流箱 2进1出\n2.本体工程及附件安装\n3.综合考虑完成该工艺的所有施工内容，详见设计图纸及相关规范等","台",null,"1"]
[6,"030404017008","汇流箱 3进1出","1.名称:汇流箱 3进1出\n2.本体工程及附件安装\n3.综合考虑完成该工艺的所有施工内容，详见设计图纸及相关规范等","台",null,"1"]
["本页小计"]
[{"$nulls":7},"第 1 页  共 12 页"]
["分部分项工程量清单与计价表"]
["工程名称：第五水厂分布式光伏发电项目-安装部分",{"$nulls":6},"(编制单位盖章)"]
["序号","项目编码","项目名称","项目特征描述","计量\n单位",null,"工程量",null,"金额（元）"]
[{"$nulls":8},"综合单价","合价"]
[7,"030408001014","电力电缆","1.名称:光伏电缆\n2.规格、型号:PV1-F 1x4\n3.敷设方式:综合考虑\n4.综合考虑完成该工艺的所有施工内容，详见设计图纸及相关规范等","m",null,"9241.17"]
[8,"030408001015","电力电缆","1.名称:电力电缆 \n2.型号:ZRC-YJV\n3.规格:4*16\n4.材质:铜芯\n5.电压等级(kV):0.6/1kV\n6.综合考虑完成该工艺的所有施工内容，详见设计图纸及相关规范等","m",null,"73.86"]
[9,"030408001016","电力电缆","1.名称:电力电缆 \n2.型号:ZRC-YJV\n3.规格:3*70+1*35\n4.材质:铜芯\n5.电压等级(kV):0.6/1kV\n6.综合考虑完成该工艺的所有施工内容，详见设计图纸及相关规范等","m",null,"132.63"]
[10,"030408001017","电力电缆","1.名称:电力电缆 \n2.型号:ZRC-YJV\n3.规格:3*150+1*75\n4.材质:铜芯\n5.电压等级(kV):0.6/1kV\n6.综合考虑完成该工艺的所有施工内容，详见设计图纸及相关规范等","m",null,"93.96"]
[11,"030408001018","电力电缆","1.名称:电力电缆 \n2.型号:ZRC-YJV\n3.规格:3*185+1*95\n4.材质:铜芯\n5.电压等级(kV):0.6/1kV\n6.综合考虑完成该工艺的所有施工内容，详见设计图纸及相关规范等","m",null,"26.99"]
["本页小计"]
[{"$nulls":7},"第 2 页  共 12 页"]
["分部分项工程量清单与计价表"]
["工程名称：第五水厂分布式光伏发电项目-安装部分",{"$nulls":6},"(编制单位盖章)"]
["序号","项目编码","项目名称","项目特征描述","计量\n单位",null,"工程量",null,"金额（元）"]
[{"$nulls":8},"综合单价","合价"]
[12,"030408001019","电力电缆","1.名称:电力电缆 \n2.型号:ZRC-YJV\n3.规格:3*240+1*120\n4.材质:铜芯\n5.电压等级(kV):0.6/1kV\n6.综合考虑完成该工艺的所有施工内容，详见设计图纸及相关规范等","m",null,"50.36"]
[13,"030408001020","电力电缆","1.名称:电力电缆 \n2.型号:ZRC-YJV\n3.规格:3*300+1*150\n4.材质:铜芯\n5.电压等级(kV):0.6/1kV\n6.综合考虑完成该工艺的所有施工内容，详见设计图纸及相关规范等","m",null,"408.45"]
[14,"030408006009","电力电缆头","1.名称:电缆终端头\n2.规格、型号:16mm2以下\n3.综合考虑完成该工艺的所有施工内容，详见设计图纸及相关规范等","个",null,"6"]
[15,"030408006010","电力电缆头","1.名称:电缆终端头\n2.规格、型号:70mm2以下\n3.综合考虑完成该工艺的所有施工内容，详见设计图纸及相关规范等","个",null,"10"]
[16,"030408006011","电力电缆头","1.名称:电缆终端头\n2.规格、型号:185mm2以下\n3.综合考虑完成该工艺的所有施工内容，详见设计图纸及相关规范","个",null,"14"]
[17,"030408006012","电力电缆头","1.名称:电缆终端头\n2.规格、型号:240mm2以下\n3.综合考虑完成该工艺的所有施工内容，详见设计图纸及相关规范","个",null,"6"]
[18,"030408006013","电力电缆头","1.名称:电缆终端头\n2.规格、型号:300mm2以下\n3.综合考虑完成该工艺的所有施工内容，详见设计图纸及相关规范","个",null,"4"]
["本页小计"]
[{"$nulls":7},"第 3 页  共 12 页"]
["分部分项工程量清单与计价表"]
["工程名称：第五水厂分布式光伏发电项目-安装部分",{"$nulls":6},"(编制单位盖章)"]
["序号","项目编码","项目名称","项目特征描述","计量\n单位",null,"工程量",null,"金额（元）"]
[{"$nulls":8},"综合单价","合价"]
[19,"030411003013","线槽（含辅件）","1.名称:线槽（含辅件）\n2.规格：300*150*1.2\n3.含连接件等\n4.本体工程及附件安装\n5.综合考虑完成该工艺的所有施工内容，详见设计图纸及相关规范等","m",null,"32.62"]
[20,"030411003014","线槽（含辅件）","1.名称:线槽（含辅件）\n2.规格、型号:200×100*1.2\n3.含连接件等\n4.本体工程及附件安装\n5.综合考虑完成该工艺的所有施工内容，详见设计图纸及相关规范等","m",null,"57.38"]
[21,"030411003015","线槽（含辅件）","1.名称:线槽（含辅件）\n2.规格、型号:100×50*1.0\n3.含连接件等\n4.本体工程及附件安装\n5.综合考虑完成该工艺的所有施工内容，详见设计图纸及相关规范范等","m",null,"34.72"]
[22,"030411003016","线槽（含辅件）","1.名称:线槽（含辅件）\n2.规格、型号:50×50*1.0\n3.含连接件等\n4.本体工程及附件安装\n5.综合考虑完成该工艺的所有施工内容，详见设计图纸及相关规范范等","m",null,"412.54"]
[23,"030413001003","桥架支架","1.名称:桥架支架\n2.材质:铁构件\n3.规格:综合考虑\n4.综合考虑完成该工艺的所有施工内容，详见设计图纸及相关规范等","kg",null,"146.61"]
[24,"030404004005","并网计量柜","1.名称:并网计量柜\n2.规格:BWG1 P04，屏柜尺寸：600×800×2200\n3.含内部组件组装等\n4.本体工程及附件安装和槽钢支架等\n5.综合考虑完成该工艺的所有施工内容，详见设计图纸及相关规范等","台",null,"1"]
["本页小计"]
[{"$nulls":7},"第 4 页  共 12 页"]
["分部分项工程量清单与计价表"]
["工程名称：第五水厂分布式光伏发电项目-安装部分",{"$nulls":6},"(编制单位盖章)"]
["序号","项目编码","项目名称","项目特征描述","计量\n单位",null,"工程量",null,"金额（元）"]
[{"$nulls":8},"综合单价","合价"]
[25,"030404004006","并网计量柜","1.名称:并网计量柜\n2.规格、型号:BWG2 P09，屏柜尺寸：600×800×2200\n3.含内部组件组装等\n4.本体工程及附件安装和槽钢支架等\n5.综合考虑完成该工艺的所有施工内容，详见设计图纸及相关规范等","台",null,"1"]
[26,"030404004007","并网计量柜","1.名称:并网计量柜\n2.规格、型号:BWG4 P07，屏柜尺寸：600×800×2200\n3.含内部组件组装等\n4.本体工程及附件安装和槽钢支架等\n5.综合考虑完成该工艺的所有施工内容，详见设计图纸及相关规范等","台",null,"1"]
[27,"030404004008","并网计量柜","1.名称:并网计量柜\n2.规格、型号:BWG5 P10，屏柜尺寸：600×800×2200\n3.含内部组件组装等\n4.本体工程及附件安装和槽钢支架等\n5.综合考虑完成该工艺的所有施工内容，详见设计图纸及相关规范等","台",null,"1"]
[28,"030414002003","送配电装置系统","1.名称:送配电装置系统\n2.综合考虑完成该工艺的所有施工内容，详见设计图纸及相关规范等","系统",null,"4"]
[29,"040205001002","电缆井","1.名称:电缆井\n2.规格尺寸:910*1225*1300\n3.水泥路面破除及恢复\n4.具体做法详图纸大样\n5.综合考虑完成该工艺的所有施工内容，详见设计图纸及相关规范等","座",null,"8"]
[30,"050307009005","标志牌","1.名称:标志牌\n2.类别:安健环详图、警示牌图、光伏发电站场应急处置卡\n3.规格、型号:1200*800\n4.综合考虑完成该工艺的所有施工内容，详见设计图纸及相关规范等","个",null,"6"]
["本页小计"]
[{"$nulls":7},"第 5 页  共 12 页"]
["分部分项工程量清单与计价表"]
["工程名称：第五水厂分布式光伏发电项目-安装部分",{"$nulls":6},"(编制单位盖章)"]
["序号","项目编码","项目名称","项目特征描述","计量\n单位",null,"工程量",null,"金额（元）"]
[{"$nulls":8},"综合单价","合价"]
[31,"050307009006","标志牌","1.名称:标志牌\n2.类别:0.4kV结线图\n3.综合考虑完成该工艺的所有施工内容，详见设计图纸及相关规范等","个",null,"4"]
[32,"040501004002","塑料管","1.名称:3孔埋管\n2.材质及规格:PVC110\n3.具体做法详图纸大样\n4.综合考虑完成该工艺的所有施工内容，详见设计图纸及相关规范等","m",null,"217.32"]
[33,"041001001002","拆除路面","1.材质:拆除路面\n2.厚度:25cm\n3.旧路面机械破除\n4.具体做法详图纸大样\n5.综合考虑完成该工艺的所有施工内容，详见设计图纸及相关规范等","m2",null,"118.96"]
[34,"040101002004","挖沟槽土方","1.土壤类别:挖沟槽土方\n2.挖土深度:2m 内\n3.一二类土\n4.具体做法详图纸大样\n5.综合考虑完成该工艺的所有施工内容，详见设计图纸及相关规范等","m3",null,"166.59"]
[35,"040303001002","垫层","1.名称:垫层\n2.材质:石屑\n3.具体做法详图纸大样\n4.综合考虑完成该工艺的所有施工内容，详见设计图纸及相关规范等","m3",null,"17.6"]
[36,"040103001003","回填方","1.名称:回填方\n2.填方材料品种:回填用砂\n3.具体做法详图纸大样\n4.综合考虑完成该工艺的所有施工内容，详见设计图纸及相关规范等","m3",null,"27.67"]
[37,"040202003003","水泥稳定土","1.名称:回填方\n2.填方材料品种:集中拌合水泥石屑混合料 水泥含量 4%\n3.具体做法详图纸大样\n4.综合考虑完成该工艺的所有施工内容，详见设计图纸及相关规范等","m3",null,"27.16"]
["本页小计"]
[{"$nulls":7},"第 6 页  共 12 页"]
["分部分项工程量清单与计价表"]
["工程名称：第五水厂分布式光伏发电项目-安装部分",{"$nulls":6},"(编制单位盖章)"]
["序号","项目编码","项目名称","项目特征描述","计量\n单位",null,"工程量",null,"金额（元）"]
[{"$nulls":8},"综合单价","合价"]
[38,"040202003004","水泥稳定土","1.名称:回填方\n2.填方材料品种:集中拌合水泥石屑混合料 水泥含量 6%\n3.具体做法详图纸大样\n4.综合考虑完成该工艺的所有施工内容，详见设计图纸及相关规范等","m3",null,"37.66"]
[39,"050402002002","现浇混凝土路面","1.名称:现浇混凝土路面\n2.厚度:25cm  C30\n3.具体做法详图纸大样\n4.综合考虑完成该工艺的所有施工内容，详见设计图纸及相关规范等","m2",null,"127.88"]
[40,"040103001004","回填方","1.名称:回填方\n2.填方材料品种:原土\n3.具体做法详图纸大样\n4.综合考虑完成该工艺的所有施工内容，详见设计图纸及相关规范等","m3",null,"23.98"]
[41,"040101002005","余方外运","1.土壤类别:余方外运\n2.运距:按15km考虑\n3.一二类土\n4.具体做法详图纸大样\n5.综合考虑完成该工艺的所有施工内容，详见设计图纸及相关规范等","m3",null,"154.2"]
[42,"040101002006","余方外运","1.土壤类别:余方外运\n2.运距:按15km考虑\n3.路面块料\n4.具体做法详图纸大样\n5.综合考虑完成该工艺的所有施工内容，详见设计图纸及相关规范等","m3",null,"29.74"]
[null,null,"【光伏系统】分部小计"]
[null,null,"   防雷接地系统"]
[43,"030409002003","接地母线","1.名称:接地扁钢\n2.规格、型号:热镀锌扁钢 -40×4\n3.综合考虑完成该工艺的所有施工内容，详见设计图纸及相关规范等","m",null,"1336.06"]
["本页小计"]
[{"$nulls":7},"第 7 页  共 12 页"]
["分部分项工程量清单与计价表"]
["工程名称：第五水厂分布式光伏发电项目-安装部分",{"$nulls":6},"(编制单位盖章)"]
["序号","项目编码","项目名称","项目特征描述","计量\n单位",null,"工程量",null,"金额（元）"]
[{"$nulls":8},"综合单价","合价"]
[44,"030409003005","避雷引下线","1.名称:避雷引下线\n2.材质:镀锌扁钢\n3.规格:40*4\n4.断接卡子:含断接卡子\n5.综合考虑完成该工艺的所有施工内容，详见设计图纸及相关规范等","m",null,"51.33"]
[45,"030409003006","断接卡子","1.名称:断接卡子制作、安装\n2.材质:镀锌扁钢\n3.规格:40*4\n4.综合考虑完成该工艺的所有施工内容，详见设计图纸及相关规范等","套",null,"30"]
[46,"030411004005","接地线","1.名称:接地跨接线\n2.规格、型号:BVR-1×4\n3.综合考虑完成该工艺的所有施工内容，详见设计图纸及相关规范等","处",null,"1603"]
[47,"040807003003","接地装置调试","1.名称:接地装置调试 接地网\n2.综合考虑完成该工艺的所有施工内容，详见设计图纸及相关规范等","系统",null,"8"]
[null,null,"【防雷接地系统】分部小计"]
[null,null,"   弱电系统"]
[48,"030404017009","配电箱","1.名称:监控防水箱\n2.综合考虑完成该工艺的所有施工内容，详见设计图纸及相关规范等","台",null,"6"]
[49,"030607006003","数据采集器","1.名称:数据采集器\n2.型号:符合设计需求及满足现场设备需求\n3.规格:225*160*44\n4.功能:设备安装及调试\n5.综合考虑完成该工艺的所有施工内容，详见设计图纸及相关规范等","套",null,"1"]
[50,"030502001003","机柜、机架","1.名称:网络机柜6U壁挂式\n2.规格:宽550*深400*高300\n3.安装方式:室内壁装\n4.综合考虑完成该工艺的所有施工内容，详见设计图纸及相关规范等","台",null,"3"]
["本页小计"]
[{"$nulls":7},"第 8 页  共 12 页"]
["分部分项工程量清单与计价表"]
["工程名称：第五水厂分布式光伏发电项目-安装部分",{"$nulls":6},"(编制单位盖章)"]
["序号","项目编码","项目名称","项目特征描述","计量\n单位",null,"工程量",null,"金额（元）"]
[{"$nulls":8},"综合单价","合价"]
[51,"030501012004","交换机","1.名称:交换机\n2.功能:48口，带POE\n3.综合考虑完成该工艺的所有施工内容，详见设计图纸及相关规范等","台",null,"3"]
[52,"030501012005","交换机","1.名称:交换机\n2.功能:8口，带POE\n3.综合考虑完成该工艺的所有施工内容，详见设计图纸及相关规范等","台",null,"6"]
[53,"040205020004","监控摄像机","1.类型:红外高清高速球机\n2.规格、型号:400w像素\n3.综合考虑完成该工艺的所有施工内容，详见设计图纸及相关规范等","台",null,"18"]
[54,"040205020005","摄像机支架","1.类型:摄像机支架（横梁上安装）\n2.规格、型号:按设备情况确定\n3.支架形式:壁挂式支架\n4.综合考虑完成该工艺的所有施工内容，详见设计图纸及相关规范等","台",null,"18"]
[55,"030506008003","视频系统调试","1.名称:安全防范分系统调试 电视监控系统 摄像机\n2.综合考虑完成该工艺的所有施工内容，详见设计图纸及相关规范等","系统",null,"18"]
[56,"030409010003","浪涌保护器","1.名称:浪涌保护器\n2.综合考虑完成该工艺的所有施工内容，详见设计图纸及相关规范等","个",null,"18"]
[57,"030501010003","光纤收发器","1.名称:光纤收发器\n2.类别:千兆单模单纤\n3.综合考虑完成该工艺的所有施工内容，详见设计图纸及相关规范等","台",null,"9"]
[58,"030502009003","尾纤","1.名称:尾纤\n2.类别:单模单纤\n3.综合考虑完成该工艺的所有施工内容，详见设计图纸及相关规范等","条",null,"5"]
["本页小计"]
[{"$nulls":7},"第 9 页  共 12 页"]
["分部分项工程量清单与计价表"]
["工程名称：第五水厂分布式光伏发电项目-安装部分",{"$nulls":6},"(编制单位盖章)"]
["序号","项目编码","项目名称","项目特征描述","计量\n单位",null,"工程量",null,"金额（元）"]
[{"$nulls":8},"综合单价","合价"]
[59,"030502007003","光缆","1.名称:光缆\n2.规格:6芯\n3.综合考虑完成该工艺的所有施工内容，详见设计图纸及相关规范等","m",null,"762.8"]
[60,"030502005003","双绞线缆","1.名称:双绞线缆\n2.规格:超六类网线\n3.线缆对数:CAT6E\n4.敷设方式:管槽内安装\n5.综合考虑完成该工艺的所有施工内容，详见设计图纸及相关规范等","m",null,"356.52"]
[61,"030411001005","配管","1.名称:PVC电线管\n2.规格、型号:Φ25\n3.敷设方式:综合考虑\n4.综合考虑完成该工艺的所有施工内容，详见设计图纸及相关规范等","m",null,"1325.14"]
[62,"030411004006","配线","1.名称:配线\n2.型号:ZR-RVSP\n3.规格:2*1.0\n4.材质:铜\n5.综合考虑完成该工艺的所有施工内容，详见设计图纸及相关规范等","m",null,"216.81"]
[63,"030411006004","接线盒","1.名称:接线盒安装 普通接线盒 明装\n2.综合考虑完成该工艺的所有施工内容，详见设计图纸及相关规范等","个",null,"18"]
[null,null,"【弱电系统】分部小计"]
[null,null,"   清洗系统"]
[64,"030901011003","给水栓","1.安装方式:给水栓\n2.型号、规格:DN32\n3.综合考虑完成该工艺的所有施工内容，详见设计图纸及相关规范等","套",null,"19"]
[65,"030109012003","增压泵","1.名称:增压泵\n2.型号:电压：220V  进出口径：DN32    扬程：≥25m\n3.功能:设备安装及调试\n4.综合考虑完成该工艺的所有施工内容，详见设计图纸及相关规范等","台",null,"6"]
["本页小计"]
[{"$nulls":7},"第 10 页  共 12 页"]
["分部分项工程量清单与计价表"]
["工程名称：第五水厂分布式光伏发电项目-安装部分",{"$nulls":6},"(编制单位盖章)"]
["序号","项目编码","项目名称","项目特征描述","计量\n单位",null,"工程量",null,"金额（元）"]
[{"$nulls":8},"综合单价","合价"]
[66,"031001006005","塑料管","1.名称:PPR给水管\n2.规格、型号:DN32\n3.连接形式:热熔\n4.综合考虑完成该工艺的所有施工内容，详见设计图纸及相关规范等","m",null,"450.19"]
[67,"031003013003","水表","1.名称:水表组\n2.规格、型号:DN32\n3.连接形式:热熔\n4.其他:包含1个水表，1个截止阀\n5.综合考虑完成该工艺的所有施工内容，详见设计图纸及相关规范等","组",null,"6"]
[68,"031003001005","截止阀","1.类型:截止阀\n2.规格、压力等级:DN32\n3.综合考虑完成该工艺的所有施工内容，详见设计图纸及相关规范等","个",null,"6"]
[69,"031003001006","止回阀","1.类型:止回阀\n2.规格、压力等级:DN32\n3.综合考虑完成该工艺的所有施工内容，详见设计图纸及相关规范等","个",null,"6"]
[70,"030601002003","压力仪表","1.类型:压力表\n2.综合考虑完成该工艺的所有施工内容，详见设计图纸及相关规范等","台",null,"6"]
[71,"031002001003","管道支架","1.材质:管道支架\n2.管架形式:综合考虑\n3.综合考虑完成该工艺的所有施工内容，详见设计图纸及相关规范等","kg",null,"43.65"]
[72,"030901013003","灭火器","1.名称:手提式灭火器\n2.类别:水基型MQ6\n3.规格、型号:含2具灭火器一个箱体\n4.综合考虑完成该工艺的所有施工内容，详见设计图纸及相关规范等","具",null,"15"]
["本页小计"]
[{"$nulls":7},"第 11 页  共 12 页"]
["分部分项工程量清单与计价表"]
["工程名称：第五水厂分布式光伏发电项目-安装部分",{"$nulls":6},"(编制单位盖章)"]
["序号","项目编码","项目名称","项目特征描述","计量\n单位",null,"工程量",null,"金额（元）"]
[{"$nulls":8},"综合单价","合价"]
[73,"031001006006","塑料管","1.安装部位:室外塑料排水管\n2.介质:雨水\n3.材质、规格:PVC-100\n4.连接形式:粘接\n5.综合考虑完成该工艺的所有施工内容，详见设计图纸及相关规范等","m",null,"63"]
[null,null,"【清洗系统】分部小计"]
[null,null,"   防护措施及物探"]
[74,"030310004002","物探费","1.名称:开挖管道探测费\n2.综合考虑完成该工艺的所有施工内容，详见设计图纸及相关规范等","m",null,"217.32"]
[null,null,"【防护措施及物探】分部小计"]
{"$rows_empty":19}
["本页小计"]
["合  计"]
[{"$nulls":7},"第 12 页  共 12 页"]

{"sheet":"工程量清单总价表【第六水厂分布式光伏发电项目-装饰钢结构部","index":13,"n_rows":38,"n_cols":5,"rows_kept":38,"merged":[[0,0,0,4],[1,0,1,2],[1,3,1,4],[2,0,2,2],[36,0,36,1],[37,0,37,4]]}
["工程量清单总价表"]
[{"$nulls":3},"编制单位盖章："]
["工程名称：第六水厂分布式光伏发电项目-装饰钢结构部分",{"$nulls":3},"第 1 页  共 1 页"]
["序号","项目名称","取费基数","费率(%)","金额:(元)"]
["1","分部分项合计","FBFXHJ"]
["1.1","A.1土石方工程"]
["1.2","A.5混凝土及钢筋混凝土工程"]
["1.3","A.6金属结构工程"]
["1.4","A.9屋面及防水工程"]
["1.5","A.16拆除工程"]
["2","措施合计","_AQWMSGF+_QTCSF"]
["2.1","绿色施工安全防护措施费","AQWMSGF"]
["2.2","其他措施费","QTCSF"]
["3","其他项目","QTXMHJ"]
["3.1","暂列金额","ZLJE"]
["3.2","暂估价","ZGJHJ"]
["3.3","计日工","JRG"]
["3.4","总承包服务费","ZCBFWF"]
["3.5","预算包干费","YSBGF"]
["3.6","工程优质费","GCYZF"]
["3.7","概算幅度差","GSFDC"]
["3.8","索赔费用","SPFY"]
["3.9","现场签证费用","XCQZFY"]
["3.10","其他费用","QTFY"]
["4","税前工程造价","_FHJ+_CHJ+_QTXM"]
["5","增值税销项税额","_FHJ+_CHJ+_QTXM"]
["6","总造价","_FHJ+_CHJ+_QTXM+_SJ"]
["7","人工费","RGF+JSCS_RGF"]
{"$rows_empty":9}
["编制人：                                   证号：                                 编制日期："]

{"sheet":"工程量清单综合单价报价表-1【第六水厂分布式光伏发电项目-","index":14,"n_rows":79,"n_cols":8,"rows_kept":79,"merged":[[0,0,0,7],[1,0,1,4],[1,5,1,7],[2,0,2,4],[2,6,2,7],[3,0,4,0],[3,1,4,1],[3,2,4,2],[3,3,4,3],[3,4,4,4],[3,5,4,5],[3,6,3,7],[5,2,5,3],[9,2,9,3],[10,2,10,3],[14,2,14,3],[15,2,15,3],[16,0,16,6],[17,0,17,7],[18,0,18,7],[19,0,19,4],[19,5,19,7],[20,0,20,4],[20,6,20,7],[21,0,22,0],[21,1,22,1],[21,2,22,2],[21,3,22,3],[21,4,22,4],[21,5,22,5],[21,6,21,7],[28,0,28,6],[29,0,29,7],[30,0,30,7],[31,0,31,4],[31,5,31,7],[32,0,32,4],[32,6,32,7],[33,0,34,0],[33,1,34,1],[33,2,34,2],[33,3,34,3],[33,4,34,4],[33,5,34,5],[33,6,33,7],[41,0,41,6],[42,0,42,7],[43,0,43,7],[44,0,44,4],[44,5,44,7],[45,0,45,4],[45,6,45,7],[46,0,47,0],[46,1,47,1],[46,2,47,2],[46,3,47,3],[46,4,47,4],[46,5,47,5],[46,6,46,7],[55,0,55,6],[56,0,56,7],[57,0,57,7],[58,0,58,4],[58,5,58,7],[59,0,59,4],[59,6,59,7],[60,0,61,0],[60,1,61,1],[60,2,61,2],[60,3,61,3],[60,4,61,4],[60,5,61,5],[60,6,60,7],[65,2,65,3],[66,2,66,3],[68,2,68,3],[69,2,69,3],[71,2,71,3],[76,0,76,6],[77,0,77,6],[78,0,78,7]]}
["工程量清单综合单价报价表"]
[{"$nulls":5},"编制单位盖章："]
["工程名称：第六水厂分布式光伏发电项目-装饰钢结构部分",{"$nulls":5},"第 1 页  共 5 页"]
["序号","项目编码","项目名称","项目特征描述","计量\n单位","工程数量","金额（元）"]
[{"$nulls":6},"综合单价","合价"]
[null,null,"A.1 土石方工程"]
[1,"010101004002","挖基坑土方","1.土壤类别:综合考虑\n2.挖土深度:2m 内\n3.其他:按技术规范及设计图纸完成清单项目所需的一切相关工作","m3","25.92"]
[2,"010103001002","回填方","1.密实度要求:不小于0.94\n2.填方材料品种:综合考虑\n3.填方粒径要求:综合考虑\n4.其他:按技术规范及设计图纸完成清单项目所需的一切相关工作","m3","23.04"]
[3,"010103002002","余方弃置","1.废弃料品种:综合考虑\n2.其他:按技术规范及设计图纸完成清单项目所需的一切相关工作","m3","2.8"]
[null,null,"【土石方工程】分部小计"]
[null,null,"A.5 混凝土及钢筋混凝土工程"]
[4,"010507007004","素混凝土包封","1.部位:钢柱柱脚\n2.混凝土种类:素混凝土\n3.混凝土强度等级:C20\n4.含模板制作安装\n5.其他:按技术规范及设计图纸完成清单项目所需的一切相关工作","m3","3.46"]
[5,"010507007005","柱脚包封","1.混凝土种类:素混凝土\n2.混凝土强度等级:C25\n3.含模板制作安装\n4.其他:按技术规范及设计图纸完成清单项目所需的一切相关工作","m3","3.65"]
[6,"010902001004","柱脚包封防水","1.卷材品种、规格、厚度:3mm厚SBS防水卷材\n2.其他:按技术规范及设计图纸完成清单项目所需的一切相关工作","m2","54.72"]
[null,null,"【混凝土及钢筋混凝土工程】分部小计"]
[null,null,"A.6 金属结构工程"]
["本页小计"]
["编制人：                                   证号：                                 编制日期："]
["工程量清单综合单价报价表"]
[{"$nulls":5},"编制单位盖章："]
["工程名称：第六水厂分布式光伏发电项目-装饰钢结构部分",{"$nulls":5},"第 2 页  共 5 页"]
["序号","项目编码","项目名称","项目特征描述","计量\n单位","工程数量","金额（元）"]
[{"$nulls":6},"综合单价","合价"]
[7,"010603002005","空腹钢柱","1.柱类型:镀锌矩管钢柱\n2.钢材品种:Q355B\n3.钢材规格:口200*200*4\n4.单根柱质量:3t以内\n5.包含柱脚端板、加劲板、三角连接件等\n6.其他:按技术规范及设计图纸完成清单项目所需的一切相关工作","t","5.189"]
[8,"010603002006","空腹钢柱","1.柱类型:镀锌矩管钢柱\n2.钢材品种:Q355B\n3.钢材规格:口100*100*4\n4.单根柱质量:3t以内\n5.包含柱脚端板、加劲板、三角连接件等\n6.其他:按技术规范及设计图纸完成清单项目所需的一切相关工作","t","0.938"]
[9,"010603002007","空腹钢柱","1.柱类型:镀锌矩管钢柱\n2.钢材品种:Q355B\n3.钢材规格:口200*200*4\n4.单根柱质量:3t以内\n5.包含柱脚端板、加劲板、三角连接件等\n6.其他:按技术规范及设计图纸完成清单项目所需的一切相关工作","t","5.111"]
[10,"010604001007","钢梁","1.梁类型:镀锌矩管钢梁\n2.钢材品种:Q355B\n3.钢材规格:口220*140*4\n4.单根质量:1.5t以内\n5.包含安全绳固定件及加劲肋等\n6.其他:按技术规范及设计图纸完成清单项目所需的一切相关工作","t","12.488"]
[11,"010604001008","钢梁","1.梁类型:镀锌矩管钢梁\n2.钢材品种:Q355B\n3.钢材规格:口140*80*4\n4.单根质量:1.5t以内\n5.包含安全绳固定件及加劲肋等\n6.其他:按技术规范及设计图纸完成清单项目所需的一切相关工作","t","1.723"]
["本页小计"]
["编制人：                                   证号：                                 编制日期："]
["工程量清单综合单价报价表"]
[{"$nulls":5},"编制单位盖章："]
["工程名称：第六水厂分布式光伏发电项目-装饰钢结构部分",{"$nulls":5},"第 3 页  共 5 页"]
["序号","项目编码","项目名称","项目特征描述","计量\n单位","工程数量","金额（元）"]
[{"$nulls":6},"综合单价","合价"]
[12,"010604001009","钢梁","1.梁类型:镀锌矩管钢梁\n2.钢材品种:Q355B\n3.钢材规格:口250*150*5\n4.单根质量:1.5t以内\n5.包含安全绳固定件及加劲肋等\n6.其他:按技术规范及设计图纸完成清单项目所需的一切相关工作","t","21.227"]
[13,"010606002008","钢檩条","1.构件类型:Z型镀锌檩条\n2.钢材品种:Q355B\n3.钢材规格:XZ200*70*20*2\n4.其他:按技术规范及设计图纸完成清单项目所需的一切相关工作","t","7.615"]
[14,"010606002009","钢檩条","1.构件类型:镀锌矩管檩条\n2.钢材品种:Q355B\n3.钢材规格:口140*80*4\n4.其他:按技术规范及设计图纸完成清单项目所需的一切相关工作","t","25.613"]
[15,"010606002010","钢檩条","1.构件类型:镀锌矩管檩条\n2.钢材品种:Q355B\n3.钢材规格:口120*60*3\n4.其他:按技术规范及设计图纸完成清单项目所需的一切相关工作","t","3.506"]
[16,"010606001016","钢支撑","1.构件类型:圆钢支撑\n2.钢材品种:Q235B\n3.钢材规格:Φ16\n4.其他:按技术规范及设计图纸完成清单项目所需的一切相关工作","t","3.927"]
[17,"010606001017","系杆","1.构件类型:圆管系杆\n2.钢材品种:Q235B\n3.钢材规格:Φ89*3\n4.其他:按技术规范及设计图纸完成清单项目所需的一切相关工作","t","3.444"]
["本页小计"]
["编制人：                                   证号：                                 编制日期："]
["工程量清单综合单价报价表"]
[{"$nulls":5},"编制单位盖章："]
["工程名称：第六水厂分布式光伏发电项目-装饰钢结构部分",{"$nulls":5},"第 4 页  共 5 页"]
["序号","项目编码","项目名称","项目特征描述","计量\n单位","工程数量","金额（元）"]
[{"$nulls":6},"综合单价","合价"]
[18,"010606001018","系杆","1.构件类型:圆管系杆\n2.钢材品种:Q235B\n3.钢材规格:Φ102*3\n4.其他:按技术规范及设计图纸完成清单项目所需的一切相关工作","t","6.428"]
[19,"010606001019","斜撑","1.构件类型:镀锌矩管斜撑\n2.钢材品种:Q235B\n3.钢材规格:口80*3\n4.其他:按技术规范及设计图纸完成清单项目所需的一切相关工作","t","0.327"]
[20,"010606001020","斜撑","1.构件类型:镀锌矩管斜撑\n2.钢材品种:Q235B\n3.钢材规格:口100*4\n4.其他:按技术规范及设计图纸完成清单项目所需的一切相关工作","t","3.538"]
[21,"010606001021","撑杆","1.构件类型:圆管撑杆\n2.钢材品种:Q235B\n3.钢材规格:Φ32*2.0\n4.其他:按技术规范及设计图纸完成清单项目所需的一切相关工作","t","0.325"]
[22,"010606001022","拉条","1.构件类型:圆钢拉条\n2.钢材品种:Q235B\n3.钢材规格:Φ10\n4.其他:按技术规范及设计图纸完成清单项目所需的一切相关工作","t","1.666"]
[23,"040602038010","M型水槽","1.名称:M型水槽\n2.材质:S350GD+ZM275\n3.具体详见图纸CS-GF-05大样\n4.其他:按技术规范及设计图纸完成清单项目所需的一切相关工作","m","2402.48"]
[24,"040602038011","横向水槽","1.名称:横向水槽\n2.材质:S350GD+ZM275\n3.具体详见图纸CS-GF-05大样\n4.其他:按技术规范及设计图纸完成清单项目所需的一切相关工作","m","2479.36"]
["本页小计"]
["编制人：                                   证号：                                 编制日期："]
["工程量清单综合单价报价表"]
[{"$nulls":5},"编制单位盖章："]
["工程名称：第六水厂分布式光伏发电项目-装饰钢结构部分",{"$nulls":5},"第 5 页  共 5 页"]
["序号","项目编码","项目名称","项目特征描述","计量\n单位","工程数量","金额（元）"]
[{"$nulls":6},"综合单价","合价"]
[25,"010606006004","维护通道","1.名称:维护通道\n2.盖板规格型号:S350GD+ZM275\n3.30*30*3方通(Q235)\n4.具体详见图纸CS-GF-05大样\n5.其他:按技术规范及设计图纸完成清单项目所需的一切相关工作","t","1.362"]
[26,"040602038012","汇水槽","1.名称:汇水槽\n2.材质:S350GD+ZM275\n3.具体详见图纸CS-GF-05大样\n4.其他:按技术规范及设计图纸完成清单项目所需的一切相关工作","m","476.02"]
[27,"010516001004","螺栓","1.螺栓种类:M12化学锚栓\n2.其他:按技术规范及设计图纸完成清单项目所需的一切相关工作","套","1000"]
[null,null,"【金属结构工程】分部小计"]
[null,null,"A.9 屋面及防水工程"]
[28,"010901001001","瓦屋面","1.瓦品种、规格:彩钢瓦封边\n2.其他:按技术规范及设计图纸完成清单项目所需的一切相关工作","m2","41.85"]
[null,null,"【屋面及防水工程】分部小计"]
[null,null,"A.16 拆除工程"]
[29,"011607001004","原有屋面拆除","1.原有屋面拆除\n2.废料运距按15km考虑\n3.其他:按技术规范及设计图纸完成清单项目所需的一切相关工作","m2","28.48"]
[null,null,"【拆除工程】分部小计"]
[]
[]
[]
[]
["本页小计"]
["合  计"]
["编制人：                                   证号：                                 编制日期："]

{"sheet":"工程量清单报价汇总表【第六水厂分布式光伏发电项目-安装部分】","index":15,"n_rows":22,"n_cols":7,"rows_kept":22,"merged":[[0,0,0,6],[1,0,1,2],[1,4,1,6],[2,2,2,4],[3,2,3,4],[4,2,4,4],[5,2,5,4],[6,2,6,4],[7,2,7,4],[8,2,8,4],[9,2,9,4],[10,2,10,4],[11,2,11,4],[12,2,12,4],[13,2,13,4],[14,2,14,4],[15,2,15,4],[16,2,16,4],[17,2,17,4],[18,2,18,4],[19,2,19,4],[20,2,20,4],[21,2,21,4],[22,2,22,4],[23,2,23,4],[24,2,24,4],[25,2,25,4],[26,2,26,4],[27,2,27,4],[28,2,28,4],[29,2,29,4],[30,2,30,4],[31,2,31,4],[32,2,32,4],[33,2,33,4],[34,2,34,4],[35,2,35,4],[36,2,36,4]]}
["工程量清单报价汇总表"]
["工程名称：第六水厂分布式光伏发电项目-安装部分",{"$nulls":3},"第 1 页  共 1 页"]
["序号","费用名称","基数说明",null,null,"费率(%)","金额"]
["1","分部分项合计","分部分项合计"]
["2","措施合计","绿色施工安全防护措施费+其他措施费"]
["2.1","绿色施工安全防护措施费","安全及文明施工措施费"]
["2.2","其他措施费","其他措施费"]
["3","其他项目","其他项目合计"]
["3.1","暂列金额","暂列金额"]
["3.2","暂估价","暂估价合计"]
["3.3","计日工","计日工"]
["3.4","总承包服务费","总承包服务费"]
["3.5","预算包干费","预算包干费"]
["3.6","工程优质费","工程优质费"]
["3.7","概算幅度差","概算幅度差"]
["3.8","索赔费用","索赔费用"]
["3.9","现场签证费用","现场签证费用"]
["3.10","其他费用","其他费用"]
["4","税前工程造价","分部分项合计+措施合计+其他项目"]
["5","增值税销项税额","分部分项合计+措施合计+其他项目"]
["6","总造价","分部分项合计+措施合计+其他项目+增值税销项税额"]
["7","人工费","分部分项人工费+技术措施项目人工费+机上人工费"]

{"sheet":"分部分项工程量清单与计价表【第六水厂分布式光伏发电项目-安","index":16,"n_rows":169,"n_cols":10,"rows_kept":169,"merged":[[0,0,0,9],[1,0,1,4],[1,5,1,6],[1,7,1,9],[2,0,3,0],[2,1,3,1],[2,2,3,2],[2,3,3,3],[2,4,3,5],[2,6,3,7],[2,8,2,9],[4,2,4,3],[4,4,4,5],[4,6,4,7],[5,2,5,3],[5,4,5,5],[5,6,5,7],[6,4,6,5],[6,6,6,7],[7,4,7,5],[7,6,7,7],[8,4,8,5],[8,6,8,7],[9,4,9,5],[9,6,9,7],[10,4,10,5],[10,6,10,7],[11,4,11,5],[11,6,11,7],[12,0,12,8],[13,0,13,4],[13,5,13,6],[13,7,13,9],[14,0,14,9],[15,0,15,4],[15,5,15,6],[15,7,15,9],[16,0,17,0],[16,1,17,1],[16,2,17,2],[16,3,17,3],[16,4,17,5],[16,6,17,7],[16,8,16,9],[18,4,18,5],[18,6,18,7],[19,4,19,5],[19,6,19,7],[20,4,20,5],[20,6,20,7],[21,4,21,5],[21,6,21,7],[22,4,22,5],[22,6,22,7],[23,4,23,5],[23,6,23,7],[24,0,24,8],[25,0,25,4],[25,5,25,6],[25,7,25,9],[26,0,26,9],[27,0,27,4],[27,5,27,6],[27,7,27,9],[28,0,29,0],[28,1,29,1],[28,2,29,2],[28,3,29,3],[28,4,29,5],[28,6,29,7],[28,8,28,9],[30,4,30,5],[30,6,30,7],[31,4,31,5],[31,6,31,7],[32,4,32,5],[32,6,32,7],[33,4,33,5],[33,6,33,7],[34,4,34,5],[34,6,34,7],[35,4,35,5],[35,6,35,7],[36,4,36,5],[36,6,36,7],[37,0,37,8],[38,0,38,4],[38,5,38,6],[38,7,38,9],[39,0,39,9],[40,0,40,4],[40,5,40,6],[40,7,40,9],[41,0,42,0],[41,1,42,1],[41,2,42,2],[41,3,42,3],[41,4,42,5],[41,6,42,7],[41,8,41,9],[43,4,43,5],[43,6,43,7],[44,4,44,5],[44,6,44,7],[45,4,45,5],[45,6,45,7],[46,4,46,5],[46,6,46,7],[47,4,47,5],[47,6,47,7],[48,4,48,5],[48,6,48,7],[49,0,49,8],[50,0,50,4],[50,5,50,6],[50,7,50,9],[51,0,51,9],[52,0,52,4],[52,5,52,6],[52,7,52,9],[53,0,54,0],[53,1,54,1],[53,2,54,2],[53,3,54,3],[53,4,54,5],[53,6,54,7],[53,8,53,9],[55,4,55,5],[55,6,55,7],[56,4,56,5],[56,6,56,7],[57,4,57,5],[57,6,57,7],[58,4,58,5],[58,6,58,7],[59,4,59,5],[59,6,59,7],[60,4,60,5],[60,6,60,7],[61,4,61,5],[61,6,61,7],[62,0,62,8],[63,0,63,4],[63,5,63,6],[63,7,63,9],[64,0,64,9],[65,0,65,4],[65,5,65,6],[65,7,65,9],[66,0,67,0],[66,1,67,1],[66,2,67,2],[66,3,67,3],[66,4,67,5],[66,6,67,7],[66,8,66,9],[68,4,68,5],[68,6,68,7],[69,4,69,5],[69,6,69,7],[70,4,70,5],[70,6,70,7],[71,4,71,5],[71,6,71,7],[72,4,72,5],[72,6,72,7],[73,4,73,5],[73,6,73,7],[74,0,74,8],[75,0,75,4],[75,5,75,6],[75,7,75,9],[76,0,76,9],[77,0,77,4],[77,5,77,6],[77,7,77,9],[78,0,79,0],[78,1,79,1],[78,2,79,2],[78,3,79,3],[78,4,79,5],[78,6,79,7],[78,8,78,9],[80,4,80,5],[80,6,80,7],[81,4,81,5],[81,6,81,7],[82,4,82,5],[82,6,82,7],[83,4,83,5],[83,6,83,7],[84,2,84,3],[84,4,84,5],[84,6,84,7],[85,2,85,3],[85,4,85,5],[85,6,85,7],[86,4,86,5],[86,6,86,7],[87,4,87,5],[87,6,87,7],[88,0,88,8],[89,0,89,4],[89,5,89,6],[89,7,89,9],[90,0,90,9],[91,0,91,4],[91,5,91,6],[91,7,91,9],[92,0,93,0],[92,1,93,1],[92,2,93,2],[92,3,93,3],[92,4,93,5],[92,6,93,7],[92,8,92,9],[94,4,94,5],[94,6,94,7],[95,4,95,5],[95,6,95,7],[96,4,96,5],[96,6,96,7],[97,2,97,3],[97,4,97,5],[97,6,97,7],[98,2,98,3],[98,4,98,5],[98,6,98,7],[99,4,99,5],[99,6,99,7],[100,4,100,5],[100,6,100,7],[101,4,101,5],[101,6,101,7],[102,4,102,5],[102,6,102,7],[103,0,103,8],[104,0,104,4],[104,5,104,6],[104,7,104,9],[105,0,105,9],[106,0,106,4],[106,5,106,6],[106,7,106,9],[107,0,108,0],[107,1,108,1],[107,2,108,2],[107,3,108,3],[107,4,108,5],[107,6,108,7],[107,8,107,9],[109,4,109,5],[109,6,109,7],[110,2,110,3],[110,4,110,5],[110,6,110,7],[111,2,111,3],[111,4,111,5],[111,6,111,7],[112,4,112,5],[112,6,112,7],[113,4,113,5],[113,6,113,7],[114,4,114,5],[114,6,114,7],[115,4,115,5],[115,6,115,7],[116,4,116,5],[116,6,116,7],[117,4,117,5],[117,6,117,7],[118,0,118,8],[119,0,119,4],[119,5,119,6],[119,7,119,9],[120,0,120,9],[121,0,121,4],[121,5,121,6],[121,7,121,9],[122,0,123,0],[122,1,123,1],[122,2,123,2],[122,3,123,3],[122,4,123,5],[122,6,123,7],[122,8,122,9],[124,4,124,5],[124,6,124,7],[125,4,125,5],[125,6,125,7],[126,4,126,5],[126,6,126,7],[127,4,127,5],[127,6,127,7],[128,4,128,5],[128,6,128,7],[129,4,129,5],[129,6,129,7],[130,4,130,5],[130,6,130,7],[131,4,131,5],[131,6,131,7],[132,0,132,8],[133,0,133,4],[133,5,133,6],[133,7,133,9],[134,0,134,9],[135,0,135,4],[135,5,135,6],[135,7,135,9],[136,0,137,0],[136,1,137,1],[136,2,137,2],[136,3,137,3],[136,4,137,5],[136,6,137,7],[136,8,136,9],[138,4,138,5],[138,6,138,7],[139,4,139,5],[139,6,139,7],[140,2,140,3],[140,4,140,5],[140,6,140,7],[141,2,141,3],[141,4,141,5],[141,6,141,7],[142,4,142,5],[142,6,142,7],[143,4,143,5],[143,6,143,7],[144,4,144,5],[144,6,144,7],[145,4,145,5],[145,6,145,7],[146,4,146,5],[146,6,146,7],[147,0,147,8],[148,0,148,4],[148,5,148,6],[148,7,148,9],[149,0,149,9],[150,0,150,4],[150,5,150,6],[150,7,150,9],[151,0,152,0],[151,1,152,1],[151,2,152,2],[151,3,152,3],[151,4,152,5],[151,6,152,7],[151,8,151,9],[153,4,153,5],[153,6,153,7],[154,4,154,5],[154,6,154,7],[155,4,155,5],[155,6,155,7],[156,4,156,5],[156,6,156,7],[157,4,157,5],[157,6,157,7],[158,2,158,3],[158,4,158,5],[158,6,158,7],[159,2,159,3],[159,4,159,5],[159,6,159,7],[160,4,160,5],[160,6,160,7],[161,2,161,3],[161,4,161,5],[161,6,161,7],[162,4,162,5],[162,6,162,7],[163,4,163,5],[163,6,163,7],[164,4,164,5],[164,6,164,7],[165,4,165,5],[165,6,165,7],[166,0,166,8],[167,0,167,8],[168,0,168,4],[168,5,168,6],[168,7,168,9]]}
["分部分项工程量清单与计价表"]
["工程名称：第六水厂分布式光伏发电项目-安装部分",{"$nulls":6},"(编制单位盖章)"]
["序号","项目编码","项目名称","项目特征描述","计量\n单位",null,"工程量",null,"金额（元）"]
[{"$nulls":8},"综合单价","合价"]
[null,null,"   电气系统"]
[null,null,"   光伏系统"]
[1,"031006005004","620Wp单晶硅光伏组件","1.名称:单晶硅光伏组件\n2.型号:620Wp,组件尺寸：2382*1134*30mm\n3.含铝合金6063-T5压块\n4.本体工程及附件安装\n5.综合考虑完成该工艺的所有施工内容，详见设计图纸及相关规范等\n6.池面上组件","块",null,"1200"]
[2,"031006005005","620Wp单晶硅光伏组件","1.名称:单晶硅光伏组件\n2.型号:620Wp,组件尺寸：2382*1134*30mm\n3.含铝合金6063-T5压块\n4.本体工程及附件安装\n5.综合考虑完成该工艺的所有施工内容，详见设计图纸及相关规范等\n6.屋面上组件","块",null,"1308"]
[3,"030405002010","光伏逆变器","1.名称:40kW逆变器\n2.规格、型号:最大输入电压：1100V 额定电网电压：400Vac\n3.本体工程及附件安装\n4.综合考虑完成该工艺的所有施工内容，详见设计图纸及相关规范等","台",null,"5"]
[4,"030405002011","光伏逆变器","1.名称:150kW逆变器\n2.规格、型号:最大输入电压：1100V 额定电网电压：400Vac\n3.本体工程及附件安装\n4.综合考虑完成该工艺的所有施工内容，详见设计图纸及相关规范等","台",null,"8"]
[5,"030404017010","汇流箱 2进1出","1.名称:汇流箱 2进1出\n2.本体工程及附件安装\n3.综合考虑完成该工艺的所有施工内容，详见设计图纸及相关规范等","台",null,"1"]
[6,"030404017011","汇流箱 4进1出","1.名称:汇流箱 4进1出\n2.本体工程及附件安装\n3.综合考虑完成该工艺的所有施工内容，详见设计图纸及相关规范等","台",null,"1"]
["本页小计"]
[{"$nulls":7},"第 1 页  共 12 页"]
["分部分项工程量清单与计价表"]
["工程名称：第六水厂分布式光伏发电项目-安装部分",{"$nulls":6},"(编制单位盖章)"]
["序号","项目编码","项目名称","项目特征描述","计量\n单位",null,"工程量",null,"金额（元）"]
[{"$nulls":8},"综合单价","合价"]
[7,"030408001021","电力电缆","1.名称:光伏电缆\n2.规格、型号:PV1-F 1x4\n3.敷设方式:综合考虑\n4.综合考虑完成该工艺的所有施工内容，详见设计图纸及相关规范等","m",null,"13467.4"]
[8,"030408001022","电力电缆","1.名称:电力电缆 \n2.型号:ZRC-YJV\n3.规格:4*16\n4.材质:铜芯\n5.电压等级(kV):0.6/1kV\n6.综合考虑完成该工艺的所有施工内容，详见设计图纸及相关规范等","m",null,"40.06"]
[9,"030408001023","电力电缆","1.名称:电力电缆 \n2.型号:ZRC-YJV\n3.规格:3*120+1*70\n4.材质:铜芯\n5.电压等级(kV):0.6/1kV\n6.综合考虑完成该工艺的所有施工内容，详见设计图纸及相关规范等","m",null,"154.66"]
[10,"030408001024","电力电缆","1.名称:电力电缆 \n2.型号:ZRC-YJV\n3.规格:3*150+1*75\n4.材质:铜芯\n5.电压等级(kV):0.6/1kV\n6.综合考虑完成该工艺的所有施工内容，详见设计图纸及相关规范等","m",null,"1657.75"]
[11,"030408001025","电力电缆","1.名称:电力电缆 \n2.型号:ZRC-YJV\n3.规格:3*300+1*150\n4.材质:铜芯\n5.电压等级(kV):0.6/1kV\n6.综合考虑完成该工艺的所有施工内容，详见设计图纸及相关规范等","m",null,"77.99"]
[12,"030408006014","电力电缆头","1.名称:电缆终端头\n2.规格、型号:16mm2以下\n3.综合考虑完成该工艺的所有施工内容，详见设计图纸及相关规范等","个",null,"10"]
["本页小计"]
[{"$nulls":7},"第 2 页  共 12 页"]
["分部分项工程量清单与计价表"]
["工程名称：第六水厂分布式光伏发电项目-安装部分",{"$nulls":6},"(编制单位盖章)"]
["序号","项目编码","项目名称","项目特征描述","计量\n单位",null,"工程量",null,"金额（元）"]
[{"$nulls":8},"综合单价","合价"]
[13,"030408006015","电力电缆头","1.名称:电缆终端头\n2.规格、型号:120mm2以下\n3.综合考虑完成该工艺的所有施工内容，详见设计图纸及相关规范","个",null,"2"]
[14,"030408006016","电力电缆头","1.名称:电缆终端头\n2.规格、型号:185mm2以下\n3.综合考虑完成该工艺的所有施工内容，详见设计图纸及相关规范","个",null,"20"]
[15,"030408006017","电力电缆头","1.名称:电缆终端头\n2.规格、型号:300mm2以下\n3.综合考虑完成该工艺的所有施工内容，详见设计图纸及相关规范","个",null,"8"]
[16,"030411003017","线槽（含辅件）","1.名称:线槽（含辅件）\n2.规格：300*150*1.2\n3.含连接件等\n4.本体工程及附件安装\n5.综合考虑完成该工艺的所有施工内容，详见设计图纸及相关规范等","m",null,"18.8"]
[17,"030411003018","线槽（含辅件）","1.名称:线槽（含辅件）\n2.规格：250*125*1.2\n3.含连接件等\n4.本体工程及附件安装\n5.综合考虑完成该工艺的所有施工内容，详见设计图纸及相关规范等","m",null,"100.19"]
[18,"030411003019","线槽（含辅件）","1.名称:线槽（含辅件）\n2.规格、型号:200×100*1.2\n3.含连接件等\n4.本体工程及附件安装\n5.综合考虑完成该工艺的所有施工内容，详见设计图纸及相关规范等","m",null,"120.11"]
[19,"030411003020","线槽（含辅件）","1.名称:线槽（含辅件）\n2.规格、型号:100×50*1.0\n3.含连接件等\n4.本体工程及附件安装\n5.综合考虑完成该工艺的所有施工内容，详见设计图纸及相关规范范等","m",null,"484.86"]
["本页小计"]
[{"$nulls":7},"第 3 页  共 12 页"]
["分部分项工程量清单与计价表"]
["工程名称：第六水厂分布式光伏发电项目-安装部分",{"$nulls":6},"(编制单位盖章)"]
["序号","项目编码","项目名称","项目特征描述","计量\n单位",null,"工程量",null,"金额（元）"]
[{"$nulls":8},"综合单价","合价"]
[20,"030411003021","线槽（含辅件）","1.名称:线槽（含辅件）\n2.规格、型号:50×50*1.0\n3.含连接件等\n4.本体工程及附件安装\n5.综合考虑完成该工艺的所有施工内容，详见设计图纸及相关规范范等","m",null,"24.03"]
[21,"030413001004","桥架支架","1.名称:桥架支架\n2.材质:铁构件\n3.规格:综合考虑\n4.综合考虑完成该工艺的所有施工内容，详见设计图纸及相关规范等","kg",null,"321.22"]
[22,"030404004009","并网计量柜","1.名称:并网计量柜\n2.规格、 型号:BWG1 P04，屏柜尺寸：600×800×2200\n3.含内部组件组装等\n4.本体工程及附件安装和槽钢支架等\n5.综合考虑完成该工艺的所有施工内容，详见设计图纸及相关规范等","台",null,"1"]
[23,"030404004010","并网计量柜","1.名称:并网计量柜\n2.规格、型号:BWG2 P14，屏柜尺寸：800×800×2200\n3.含内部组件组装等\n4.本体工程及附件安装和槽钢支架等\n5.综合考虑完成该工艺的所有施工内容，详见设计图纸及相关规范等","台",null,"1"]
[24,"030404004011","并网计量柜","1.名称:并网计量柜\n2.规格、型号:BWG3 P15，屏柜尺寸：800×800×2200\n3.含内部组件组装等\n4.本体工程及附件安装和槽钢支架等\n5.综合考虑完成该工艺的所有施工内容，详见设计图纸及相关规范等","台",null,"1"]
[25,"030414002004","送配电装置系统","1.名称:送配电装置系统\n2.综合考虑完成该工艺的所有施工内容，详见设计图纸及相关规范等","系统",null,"3"]
["本页小计"]
[{"$nulls":7},"第 4 页  共 12 页"]
["分部分项工程量清单与计价表"]
["工程名称：第六水厂分布式光伏发电项目-安装部分",{"$nulls":6},"(编制单位盖章)"]
["序号","项目编码","项目名称","项目特征描述","计量\n单位",null,"工程量",null,"金额（元）"]
[{"$nulls":8},"综合单价","合价"]
[26,"040205001003","电缆井","1.名称:电缆井\n2.规格尺寸:910*1225*1300\n3.水泥路面破除及恢复\n4.具体做法详图纸大样\n5.综合考虑完成该工艺的所有施工内容，详见设计图纸及相关规范等","座",null,"4"]
[27,"050307009007","标志牌","1.名称:标志牌\n2.类别:安健环详图、警示牌图、光伏发电站场应急处置卡\n3.规格、型号:1200*800\n4.综合考虑完成该工艺的所有施工内容，详见设计图纸及相关规范等","个",null,"8"]
[28,"050307009008","标志牌","1.名称:标志牌\n2.类别:0.4kV结线图\n3.综合考虑完成该工艺的所有施工内容，详见设计图纸及相关规范等","个",null,"2"]
[29,"040501004003","塑料管","1.名称:3孔埋管\n2.材质及规格:PVC110\n3.具体做法详图纸大样\n4.综合考虑完成该工艺的所有施工内容，详见设计图纸及相关规范等","m",null,"30.1"]
[30,"040501004004","塑料管","1.名称:5孔埋管\n2.材质及规格:PVC110\n3.具体做法详图纸大样\n4.综合考虑完成该工艺的所有施工内容，详见设计图纸及相关规范等","m",null,"18.35"]
[31,"040501004005","塑料管","1.名称:6孔埋管\n2.材质及规格:PVC110\n3.具体做法详图纸大样\n4.综合考虑完成该工艺的所有施工内容，详见设计图纸及相关规范等","m",null,"29.37"]
[32,"040501004006","塑料管","1.名称:7孔埋管\n2.材质及规格:PVC110\n3.具体做法详图纸大样\n4.综合考虑完成该工艺的所有施工内容，详见设计图纸及相关规范等","m",null,"6"]
["本页小计"]
[{"$nulls":7},"第 5 页  共 12 页"]
["分部分项工程量清单与计价表"]
["工程名称：第六水厂分布式光伏发电项目-安装部分",{"$nulls":6},"(编制单位盖章)"]
["序号","项目编码","项目名称","项目特征描述","计量\n单位",null,"工程量",null,"金额（元）"]
[{"$nulls":8},"综合单价","合价"]
[33,"041001001003","拆除路面","1.材质:拆除路面\n2.厚度:25cm\n3.旧路面机械破除\n4.具体做法详图纸大样\n5.综合考虑完成该工艺的所有施工内容，详见设计图纸及相关规范等","m2",null,"24.16"]
[34,"040101002007","挖沟槽土方","1.土壤类别:挖沟槽土方\n2.挖土深度:2m 内\n3.一二类土\n4.具体做法详图纸大样\n5.综合考虑完成该工艺的所有施工内容，详见设计图纸及相关规范等","m3",null,"69.55"]
[35,"040303001003","垫层","1.名称:垫层\n2.材质:石屑\n3.具体做法详图纸大样\n4.综合考虑完成该工艺的所有施工内容，详见设计图纸及相关规范等","m3",null,"6.79"]
[36,"040103001005","回填方","1.名称:回填方\n2.填方材料品种:回填用砂\n3.具体做法详图纸大样\n4.综合考虑完成该工艺的所有施工内容，详见设计图纸及相关规范等","m3",null,"16.25"]
[37,"040202003005","水泥稳定土","1.名称:回填方\n2.填方材料品种:集中拌合水泥石屑混合料 水泥含量 4%\n3.具体做法详图纸大样\n4.综合考虑完成该工艺的所有施工内容，详见设计图纸及相关规范等","m3",null,"10.55"]
[38,"040202003006","水泥稳定土","1.名称:回填方\n2.填方材料品种:集中拌合水泥石屑混合料 水泥含量 6%\n3.具体做法详图纸大样\n4.综合考虑完成该工艺的所有施工内容，详见设计图纸及相关规范等","m3",null,"14.62"]
["本页小计"]
[{"$nulls":7},"第 6 页  共 12 页"]
["分部分项工程量清单与计价表"]
["工程名称：第六水厂分布式光伏发电项目-安装部分",{"$nulls":6},"(编制单位盖章)"]
["序号","项目编码","项目名称","项目特征描述","计量\n单位",null,"工程量",null,"金额（元）"]
[{"$nulls":8},"综合单价","合价"]
[39,"050402002003","现浇混凝土路面","1.名称:现浇混凝土路面\n2.厚度:25cm  C30\n3.具体做法详图纸大样\n4.综合考虑完成该工艺的所有施工内容，详见设计图纸及相关规范等","m2",null,"28.62"]
[40,"040103001006","回填方","1.名称:回填方\n2.填方材料品种:原土\n3.具体做法详图纸大样\n4.综合考虑完成该工艺的所有施工内容，详见设计图纸及相关规范等","m3",null,"14.54"]
[41,"040101002008","余方外运","1.土壤类别:余方外运\n2.运距:按15km考虑\n3.一二类土\n4.具体做法详图纸大样\n5.综合考虑完成该工艺的所有施工内容，详见设计图纸及相关规范等","m3",null,"60.81"]
[42,"040101002009","余方外运","1.土壤类别:余方外运\n2.运距:按15km考虑\n3.路面块料\n4.具体做法详图纸大样\n5.综合考虑完成该工艺的所有施工内容，详见设计图纸及相关规范等","m3",null,"6.04"]
[null,null,"【光伏系统】分部小计"]
[null,null,"   照明系统"]
[43,"030412001003","普通灯具","1.名称:普通灯具\n2.规格:28W\n3.综合考虑完成该工艺的所有施工内容，详见设计图纸及相关规范等","套",null,"28"]
[44,"030408001026","电力电缆","1.名称:电力电缆 \n2.型号:ZRA-YJV\n3.规格:3*2.5\n4.材质:铜芯\n5.电压等级(kV):0.6/1kV\n6.综合考虑完成该工艺的所有施工内容，详见设计图纸及相关规范等","m",null,"976.99"]
["本页小计"]
[{"$nulls":7},"第 7 页  共 12 页"]
["分部分项工程量清单与计价表"]
["工程名称：第六水厂分布式光伏发电项目-安装部分",{"$nulls":6},"(编制单位盖章)"]
["序号","项目编码","项目名称","项目特征描述","计量\n单位",null,"工程量",null,"金额（元）"]
[{"$nulls":8},"综合单价","合价"]
[45,"030404017012","配电箱","1.型号:照明配电箱\n2.规格:非标\n3.综合考虑完成该工艺的所有施工内容，详见设计图纸及相关规范等","台",null,"5"]
[46,"030411006005","接线盒","1.名称:接线盒\n2.材质:塑料\n3.规格:86型\n4.安装形式:明装\n5.综合考虑完成该工艺的所有施工内容，详见设计图纸及相关规范等","个",null,"28"]
[47,"030411001006","配管","1.名称:JDG电线管\n2.规格、型号:Φ25\n3.敷设方式:综合考虑\n4.综合考虑完成该工艺的所有施工内容，详见设计图纸及相关规范等","m",null,"912.58"]
[null,null,"【照明系统】分部小计"]
[null,null,"   防雷接地"]
[48,"030409002004","接地母线","1.名称:接地扁钢\n2.规格、型号:热镀锌扁钢 -40×4\n3.综合考虑完成该工艺的所有施工内容，详见设计图纸及相关规范等","m",null,"1736.77"]
[49,"030409003007","避雷引下线","1.名称:避雷引下线\n2.材质:镀锌扁钢\n3.规格:40*4\n4.断接卡子:含断接卡子\n5.综合考虑完成该工艺的所有施工内容，详见设计图纸及相关规范等","m",null,"116.88"]
[50,"030409003008","断接卡子","1.名称:断接卡子制作、安装\n2.材质:镀锌扁钢\n3.规格:40*4\n4.综合考虑完成该工艺的所有施工内容，详见设计图纸及相关规范等","套",null,"7"]
[51,"030411004007","接地线","1.名称:接地跨接线\n2.规格、型号:BVR-1×4\n3.综合考虑完成该工艺的所有施工内容，详见设计图纸及相关规范等","处",null,"2508"]
["本页小计"]
[{"$nulls":7},"第 8 页  共 12 页"]
["分部分项工程量清单与计价表"]
["工程名称：第六水厂分布式光伏发电项目-安装部分",{"$nulls":6},"(编制单位盖章)"]
["序号","项目编码","项目名称","项目特征描述","计量\n单位",null,"工程量",null,"金额（元）"]
[{"$nulls":8},"综合单价","合价"]
[52,"040807003004","接地装置调试","1.名称:接地装置调试 接地网\n2.综合考虑完成该工艺的所有施工内容，详见设计图纸及相关规范等","系统",null,"8"]
[null,null,"【防雷接地】分部小计"]
[null,null,"   弱电系统"]
[53,"030404017013","配电箱","1.名称:监控防水箱\n2.综合考虑完成该工艺的所有施工内容，详见设计图纸及相关规范等","台",null,"3"]
[54,"030607006004","数据采集器","1.名称:数据采集器\n2.型号:符合设计需求及满足现场设备需求\n3.规格:225*160*44\n4.功能:设备安装及调试\n5.综合考虑完成该工艺的所有施工内容，详见设计图纸及相关规范等","套",null,"1"]
[55,"030502001004","机柜、机架","1.名称:网络机柜6U壁挂式\n2.规格:宽550*深400*高300\n3.安装方式:室内壁装\n4.综合考虑完成该工艺的所有施工内容，详见设计图纸及相关规范等","台",null,"1"]
[56,"030501012006","交换机","1.名称:交换机\n2.功能:32口，带POE\n3.综合考虑完成该工艺的所有施工内容，详见设计图纸及相关规范等","台",null,"1"]
[57,"030501012007","交换机","1.名称:交换机\n2.功能:8口，带POE\n3.综合考虑完成该工艺的所有施工内容，详见设计图纸及相关规范等","台",null,"3"]
[58,"040205020006","监控摄像机","1.类型:红外高清高速球机\n2.规格、型号:400w像素\n3.综合考虑完成该工艺的所有施工内容，详见设计图纸及相关规范等","台",null,"9"]
["本页小计"]
[{"$nulls":7},"第 9 页  共 12 页"]
["分部分项工程量清单与计价表"]
["工程名称：第六水厂分布式光伏发电项目-安装部分",{"$nulls":6},"(编制单位盖章)"]
["序号","项目编码","项目名称","项目特征描述","计量\n单位",null,"工程量",null,"金额（元）"]
[{"$nulls":8},"综合单价","合价"]
[59,"040205020007","摄像机支架","1.类型:摄像机支架（横梁上安装）\n2.规格、型号:按设备情况确定\n3.支架形式:壁挂式支架\n4.综合考虑完成该工艺的所有施工内容，详见设计图纸及相关规范等","台",null,"9"]
[60,"030506008004","视频系统调试","1.名称:安全防范分系统调试 电视监控系统 摄像机\n2.综合考虑完成该工艺的所有施工内容，详见设计图纸及相关规范等","系统",null,"9"]
[61,"030409010004","浪涌保护器","1.名称:浪涌保护器\n2.综合考虑完成该工艺的所有施工内容，详见设计图纸及相关规范等","个",null,"9"]
[62,"030501010004","光纤收发器","1.名称:光纤收发器\n2.类别:千兆单模单纤\n3.综合考虑完成该工艺的所有施工内容，详见设计图纸及相关规范等","台",null,"4"]
[63,"030502009004","尾纤","1.名称:尾纤\n2.类别:单模单纤\n3.综合考虑完成该工艺的所有施工内容，详见设计图纸及相关规范等","条",null,"4"]
[64,"030502007004","光缆","1.名称:光缆\n2.规格:6芯\n3.综合考虑完成该工艺的所有施工内容，详见设计图纸及相关规范等","m",null,"2671.84"]
[65,"030502005004","双绞线缆","1.名称:双绞线缆\n2.规格:超六类网线\n3.线缆对数:CAT6E\n4.敷设方式:管槽内安装\n5.综合考虑完成该工艺的所有施工内容，详见设计图纸及相关规范等","m",null,"631.14"]
[66,"030411001007","配管","1.名称:PVC电线管\n2.规格、型号:Φ25\n3.敷设方式:综合考虑\n4.综合考虑完成该工艺的所有施工内容，详见设计图纸及相关规范等","m",null,"3596.26"]
["本页小计"]
[{"$nulls":7},"第 10 页  共 12 页"]
["分部分项工程量清单与计价表"]
["工程名称：第六水厂分布式光伏发电项目-安装部分",{"$nulls":6},"(编制单位盖章)"]
["序号","项目编码","项目名称","项目特征描述","计量\n单位",null,"工程量",null,"金额（元）"]
[{"$nulls":8},"综合单价","合价"]
[67,"030411004008","配线","1.名称:配线\n2.型号:ZR-RVSP\n3.规格:2*1.5\n4.材质:铜\n5.综合考虑完成该工艺的所有施工内容，详见设计图纸及相关规范等","m",null,"293.9"]
[68,"030411006006","接线盒","1.名称:接线盒安装 普通接线盒 明装\n2.综合考虑完成该工艺的所有施工内容，详见设计图纸及相关规范等","个",null,"9"]
[null,null,"【弱电系统】分部小计"]
[null,null,"   清洗系统"]
[69,"030901011004","给水栓","1.安装方式:给水栓\n2.型号、规格:DN32\n3.综合考虑完成该工艺的所有施工内容，详见设计图纸及相关规范等","套",null,"24"]
[70,"030109012004","增压泵","1.名称:增压泵\n2.型号:电压：220V  进出口径：DN32    扬程：≥25m\n3.功能:设备安装及调试\n4.综合考虑完成该工艺的所有施工内容，详见设计图纸及相关规范等","台",null,"4"]
[71,"031001006007","塑料管","1.名称:PPR给水管\n2.规格、型号:DN32\n3.连接形式:热熔\n4.综合考虑完成该工艺的所有施工内容，详见设计图纸及相关规范等","m",null,"581.26"]
[72,"031003013004","水表","1.名称:水表组\n2.规格、型号:DN32\n3.连接形式:热熔\n4.其他:包含1个水表，1个截止阀\n5.综合考虑完成该工艺的所有施工内容，详见设计图纸及相关规范等","组",null,"4"]
[73,"031003001007","截止阀","1.类型:截止阀\n2.规格、压力等级:DN32\n3.综合考虑完成该工艺的所有施工内容，详见设计图纸及相关规范等","个",null,"13"]
["本页小计"]
[{"$nulls":7},"第 11 页  共 12 页"]
["分部分项工程量清单与计价表"]
["工程名称：第六水厂分布式光伏发电项目-安装部分",{"$nulls":6},"(编制单位盖章)"]
["序号","项目编码","项目名称","项目特征描述","计量\n单位",null,"工程量",null,"金额（元）"]
[{"$nulls":8},"综合单价","合价"]
[74,"031003001008","止回阀","1.类型:止回阀\n2.规格、压力等级:DN32\n3.综合考虑完成该工艺的所有施工内容，详见设计图纸及相关规范等","个",null,"4"]
[75,"030601002004","压力仪表","1.类型:压力表\n2.综合考虑完成该工艺的所有施工内容，详见设计图纸及相关规范等","台",null,"4"]
[76,"031002001004","管道支架","1.材质:管道支架\n2.管架形式:综合考虑\n3.综合考虑完成该工艺的所有施工内容，详见设计图纸及相关规范等","kg",null,"56.36"]
[77,"030901013004","灭火器","1.名称:手提式灭火器\n2.类别:水基型MQ6\n3.规格、型号:含2具灭火器一个箱体\n4.综合考虑完成该工艺的所有施工内容，详见设计图纸及相关规范等","具",null,"13"]
[78,"031001006008","塑料管","1.安装部位:室外塑料排水管\n2.介质:雨水\n3.材质、规格:PVC-100\n4.连接形式:粘接\n5.综合考虑完成该工艺的所有施工内容，详见设计图纸及相关规范等","m",null,"12.8"]
[null,null,"【清洗系统】分部小计"]
[null,null,"   防护措施及物探"]
[79,"030310004003","物探费","1.名称:开挖管道探测费\n2.综合考虑完成该工艺的所有施工内容，详见设计图纸及相关规范等","m",null,"83.82"]
[null,null,"【防护措施及物探】分部小计"]
[]
[]
[]
[]
["本页小计"]
["合  计"]
[{"$nulls":7},"第 12 页  共 12 页"]

{"sheet":"工程量清单总价表【黄江水厂分布式光伏发电项目-装饰钢结构部","index":17,"n_rows":38,"n_cols":5,"rows_kept":38,"merged":[[0,0,0,4],[1,0,1,2],[1,3,1,4],[2,0,2,2],[36,0,36,1],[37,0,37,4]]}
["工程量清单总价表"]
[{"$nulls":3},"编制单位盖章："]
["工程名称：黄江水厂分布式光伏发电项目-装饰钢结构部分",{"$nulls":3},"第 1 页  共 1 页"]
["序号","项目名称","取费基数","费率(%)","金额:(元)"]
["1","分部分项合计","FBFXHJ"]
["1.1","A.1土石方工程"]
["1.2","A.5混凝土及钢筋混凝土工程"]
["1.3","A.6金属结构工程"]
["1.4","A.8门窗工程"]
["1.5","A.9屋面及防水工程"]
["1.6","A.16拆除工程"]
["2","措施合计","_AQWMSGF+_QTCSF"]
["2.1","绿色施工安全防护措施费","AQWMSGF"]
["2.2","其他措施费","QTCSF"]
["3","其他项目","QTXMHJ"]
["3.1","暂列金额","ZLJE"]
["3.2","暂估价","ZGJHJ"]
["3.3","计日工","JRG"]
["3.4","总承包服务费","ZCBFWF"]
["3.5","预算包干费","YSBGF"]
["3.6","工程优质费","GCYZF"]
["3.7","概算幅度差","GSFDC"]
["3.8","索赔费用","SPFY"]
["3.9","现场签证费用","XCQZFY"]
["3.10","其他费用","QTFY"]
["4","税前工程造价","_FHJ+_CHJ+_QTXM"]
["5","增值税销项税额","_FHJ+_CHJ+_QTXM"]
["6","总造价","_FHJ+_CHJ+_QTXM+_SJ"]
["7","人工费","RGF+JSCS_RGF"]
{"$rows_empty":8}
["编制人：                                   证号：                                 编制日期："]

{"sheet":"工程量清单综合单价报价表-1【黄江水厂分布式光伏发电项目-","index":18,"n_rows":108,"n_cols":8,"rows_kept":108,"merged":[[0,0,0,7],[1,0,1,4],[1,5,1,7],[2,0,2,4],[2,6,2,7],[3,0,4,0],[3,1,4,1],[3,2,4,2],[3,3,4,3],[3,4,4,4],[3,5,4,5],[3,6,3,7],[5,2,5,3],[9,2,9,3],[10,2,10,3],[14,0,14,6],[15,0,15,7],[16,0,16,7],[17,0,17,4],[17,5,17,7],[18,0,18,4],[18,6,18,7],[19,0,20,0],[19,1,20,1],[19,2,20,2],[19,3,20,3],[19,4,20,4],[19,5,20,5],[19,6,19,7],[28,2,28,3],[29,2,29,3],[30,0,30,6],[31,0,31,7],[32,0,32,7],[33,0,33,4],[33,5,33,7],[34,0,34,4],[34,6,34,7],[35,0,36,0],[35,1,36,1],[35,2,36,2],[35,3,36,3],[35,4,36,4],[35,5,36,5],[35,6,35,7],[41,0,41,6],[42,0,42,7],[43,0,43,7],[44,0,44,4],[44,5,44,7],[45,0,45,4],[45,6,45,7],[46,0,47,0],[46,1,47,1],[46,2,47,2],[46,3,47,3],[46,4,47,4],[46,5,47,5],[46,6,46,7],[53,0,53,6],[54,0,54,7],[55,0,55,7],[56,0,56,4],[56,5,56,7],[57,0,57,4],[57,6,57,7],[58,0,59,0],[58,1,59,1],[58,2,59,2],[58,3,59,3],[58,4,59,4],[58,5,59,5],[58,6,58,7],[66,0,66,6],[67,0,67,7],[68,0,68,7],[69,0,69,4],[69,5,69,7],[70,0,70,4],[70,6,70,7],[71,0,72,0],[71,1,72,1],[71,2,72,2],[71,3,72,3],[71,4,72,4],[71,5,72,5],[71,6,71,7],[79,0,79,6],[80,0,80,7],[81,0,81,7],[82,0,82,4],[82,5,82,7],[83,0,83,4],[83,6,83,7],[84,0,85,0],[84,1,85,1],[84,2,85,2],[84,3,85,3],[84,4,85,4],[84,5,85,5],[84,6,84,7],[87,2,87,3],[88,2,88,3],[90,2,90,3],[91,2,91,3],[93,2,93,3],[94,2,94,3],[96,2,96,3],[105,0,105,6],[106,0,106,6],[107,0,107,7]]}
["工程量清单综合单价报价表"]
[{"$nulls":5},"编制单位盖章："]
["工程名称：黄江水厂分布式光伏发电项目-装饰钢结构部分",{"$nulls":5},"第 1 页  共 7 页"]
["序号","项目编码","项目名称","项目特征描述","计量\n单位","工程数量","金额（元）"]
[{"$nulls":6},"综合单价","合价"]
[null,null,"A.1 土石方工程"]
[1,"010101004003","挖基坑土方","1.土壤类别:综合考虑\n2.挖土深度:2m 内\n3.其他:按技术规范及设计图纸完成清单项目所需的一切相关工作","m3","58.91"]
[2,"010103001003","回填方","1.密实度要求:不小于0.94\n2.填方材料品种:综合考虑\n3.填方粒径要求:综合考虑\n4.其他:按技术规范及设计图纸完成清单项目所需的一切相关工作","m3","30.63"]
[3,"010103002003","余方弃置","1.废弃料品种:综合考虑\n2.其他:按技术规范及设计图纸完成清单项目所需的一切相关工作","m3","28.28"]
[null,null,"【土石方工程】分部小计"]
[null,null,"A.5 混凝土及钢筋混凝土工程"]
[4,"010501001002","垫层","1.混凝土种类:商品混凝土\n2.混凝土强度等级:C15\n3.含模板制作安装\n4.其他:按技术规范及设计图纸完成清单项目所需的一切相关工作","m3","5.6"]
[5,"010501003003","钢梯基础","1.混凝土种类:商品混凝土\n2.混凝土强度等级:C30\n3.含模板制作安装\n4.其他:按技术规范及设计图纸完成清单项目所需的一切相关工作","m3","22.68"]
[6,"010501003004","钢梯基础","1.素土夯实后浇筑C20混凝土\n2.混凝土种类:商品混凝土\n3.混凝土强度等级:C20\n4.含模板制作安装\n5.其他:按技术规范及设计图纸完成清单项目所需的一切相关工作","m3","2.13"]
["本页小计"]
["编制人：                                   证号：                                 编制日期："]
["工程量清单综合单价报价表"]
[{"$nulls":5},"编制单位盖章："]
["工程名称：黄江水厂分布式光伏发电项目-装饰钢结构部分",{"$nulls":5},"第 2 页  共 7 页"]
["序号","项目编码","项目名称","项目特征描述","计量\n单位","工程数量","金额（元）"]
[{"$nulls":6},"综合单价","合价"]
[7,"010509002001","支墩","1.支墩\n2.混凝土强度等级:C25\n3.含模板制作安装\n4.其他:按技术规范及设计图纸完成清单项目所需的一切相关工作","m3","6.36"]
[8,"010515001002","现浇构件钢筋","1.钢筋种类、规格:现浇构件带肋钢筋 φ12-16\n2.其他:按技术规范及设计图纸完成清单项目所需的一切相关工作","t","1.529"]
[9,"010515001003","现浇构件钢筋","1.钢筋种类、规格:现浇构件箍筋 带肋钢筋(HRB400内) φ10以内\n2.其他:按技术规范及设计图纸完成清单项目所需的一切相关工作","t","0.151"]
[10,"010516001001","螺栓","1.螺栓种类:M12*200\n2.规格:U型地脚螺栓\n3.其他:按技术规范及设计图纸完成清单项目所需的一切相关工作","套","81"]
[11,"010902001005","立柱底座卷材防水","1.卷材品种、规格、厚度:3mm自粘型沥青卷材防水\n2.其他:按技术规范及设计图纸完成清单项目所需的一切相关工作","m2","152.6"]
[12,"010507007006","柱脚包封","1.混凝土种类:素混凝土\n2.混凝土强度等级:C25\n3.含模板制作安装\n4.其他:按技术规范及设计图纸完成清单项目所需的一切相关工作","m3","7.68"]
[13,"010902001006","柱脚包封防水","1.卷材品种、规格、厚度:3mm厚SBS防水卷材\n2.其他:按技术规范及设计图纸完成清单项目所需的一切相关工作","m2","115.2"]
[null,null,"【混凝土及钢筋混凝土工程】分部小计"]
[null,null,"A.6 金属结构工程"]
["本页小计"]
["编制人：                                   证号：                                 编制日期："]
["工程量清单综合单价报价表"]
[{"$nulls":5},"编制单位盖章："]
["工程名称：黄江水厂分布式光伏发电项目-装饰钢结构部分",{"$nulls":5},"第 3 页  共 7 页"]
["序号","项目编码","项目名称","项目特征描述","计量\n单位","工程数量","金额（元）"]
[{"$nulls":6},"综合单价","合价"]
[14,"010603001001","实腹钢柱","1.柱类型:U型钢柱\n2.钢材品种:S350GD+ZM275\n3.钢材规格:U52*41*2.5\n4.单根柱质量:3t以内\n5.包含柱脚端板、加劲板、三角连接件等\n6.其他:按技术规范及设计图纸完成清单项目所需的一切相关工作","t","0.119"]
[15,"010603002008","空腹钢柱","1.柱类型:镀锌矩管钢柱\n2.钢材品种:Q355B\n3.钢材规格:口150*100*5\n4.单根柱质量:3t以内\n5.包含柱脚端板、加劲板、三角连接件等\n6.其他:按技术规范及设计图纸完成清单项目所需的一切相关工作","t","8.381"]
[16,"010603002009","空腹钢柱","1.柱类型:镀锌矩管钢柱\n2.钢材品种:Q355B\n3.钢材规格:口150*5\n4.单根柱质量:3t以内\n5.包含柱脚端板、加劲板、三角连接件等\n6.其他:按技术规范及设计图纸完成清单项目所需的一切相关工作","t","2.39"]
[17,"010604001010","钢梁","1.梁类型:U型钢梁\n2.钢材品种:S350GD+ZM275\n3.钢材规格:U52*41*2.5\n4.单根质量:1.5t以内\n5.包含安全绳固定件及加劲肋等\n6.其他:按技术规范及设计图纸完成清单项目所需的一切相关工作","t","0.284"]
["本页小计"]
["编制人：                                   证号：                                 编制日期："]
["工程量清单综合单价报价表"]
[{"$nulls":5},"编制单位盖章："]
["工程名称：黄江水厂分布式光伏发电项目-装饰钢结构部分",{"$nulls":5},"第 4 页  共 7 页"]
["序号","项目编码","项目名称","项目特征描述","计量\n单位","工程数量","金额（元）"]
[{"$nulls":6},"综合单价","合价"]
[18,"010604001011","钢梁","1.梁类型:镀锌矩管钢梁\n2.钢材品种:Q355B\n3.钢材规格:口200*100*4\n4.单根质量:1.5t以内\n5.包含安全绳固定件及加劲肋等\n6.其他:按技术规范及设计图纸完成清单项目所需的一切相关工作","t","10.596"]
[19,"010604001012","钢梁","1.梁类型:镀锌矩管钢梁\n2.钢材品种:Q355B\n3.钢材规格:口200*120*5\n4.单根质量:1.5t以内\n5.包含安全绳固定件及加劲肋等\n6.其他:按技术规范及设计图纸完成清单项目所需的一切相关工作","t","4.833"]
[20,"010604001013","钢梁","1.梁类型:镀锌矩管钢梁\n2.钢材品种:Q355B\n3.钢材规格:口200*100*5\n4.单根质量:1.5t以内\n5.包含安全绳固定件及加劲肋等\n6.其他:按技术规范及设计图纸完成清单项目所需的一切相关工作","t","3.127"]
[21,"010606002011","钢檩条","1.构件类型:U型檩条\n2.钢材品种:S350GD+ZM275\n3.钢材规格:U52*41*2.5\n4.其他:按技术规范及设计图纸完成清单项目所需的一切相关工作","t","0.571"]
[22,"010606002012","钢檩条","1.构件类型:镀锌矩管檩条\n2.钢材品种:Q355B\n3.钢材规格:口100*50*3\n4.其他:按技术规范及设计图纸完成清单项目所需的一切相关工作","t","4.121"]
["本页小计"]
["编制人：                                   证号：                                 编制日期："]
["工程量清单综合单价报价表"]
[{"$nulls":5},"编制单位盖章："]
["工程名称：黄江水厂分布式光伏发电项目-装饰钢结构部分",{"$nulls":5},"第 5 页  共 7 页"]
["序号","项目编码","项目名称","项目特征描述","计量\n单位","工程数量","金额（元）"]
[{"$nulls":6},"综合单价","合价"]
[23,"010606002013","钢檩条","1.构件类型:镀锌矩管檩条\n2.钢材品种:Q355B\n3.钢材规格:口90*50*3\n4.其他:按技术规范及设计图纸完成清单项目所需的一切相关工作","t","14.453"]
[24,"010606001023","系杆","1.构件类型:圆管系杆\n2.钢材品种:Q235B\n3.钢材规格:Φ76*3.0\n4.其他:按技术规范及设计图纸完成清单项目所需的一切相关工作","t","4.542"]
[25,"010606001024","斜撑","1.构件类型:U型斜撑\n2.钢材品种:S350GD+ZM275\n3.钢材规格:U52*41*2.5\n4.其他:按技术规范及设计图纸完成清单项目所需的一切相关工作","t","0.071"]
[26,"010606001025","斜撑","1.构件类型:镀锌矩管斜撑\n2.钢材品种:Q235B\n3.钢材规格:口80*3\n4.其他:按技术规范及设计图纸完成清单项目所需的一切相关工作","t","0.667"]
[27,"010606001026","钢支撑","1.构件类型:圆钢支撑\n2.钢材品种:Q235B\n3.钢材规格:Φ16\n4.其他:按技术规范及设计图纸完成清单项目所需的一切相关工作","t","2.443"]
[28,"010606001027","拉杆","1.构件类型:U型拉杆\n2.钢材品种:S350GD+ZM275\n3.钢材规格:U41*41*2.0\n4.其他:按技术规范及设计图纸完成清单项目所需的一切相关工作","t","0.074"]
["本页小计"]
["编制人：                                   证号：                                 编制日期："]
["工程量清单综合单价报价表"]
[{"$nulls":5},"编制单位盖章："]
["工程名称：黄江水厂分布式光伏发电项目-装饰钢结构部分",{"$nulls":5},"第 6 页  共 7 页"]
["序号","项目编码","项目名称","项目特征描述","计量\n单位","工程数量","金额（元）"]
[{"$nulls":6},"综合单价","合价"]
[29,"010606006005","维护通道","1.名称:维护通道\n2.盖板规格型号:S350GD+ZM275\n3.30*30*3方通(Q235)\n4.具体详见图纸CS-GF-05大样\n5.其他:按技术规范及设计图纸完成清单项目所需的一切相关工作","t","0.803"]
[30,"010606008002","钢梯","1.钢材品种、规格:Q235B\n2.钢梯形式:踏步式\n3.包含楼梯平台、楼梯梁、楼梯踏步、楼梯柱、踢脚板、柱脚端板等\n4.具体详见02J401\n5.其他:按技术规范及设计图纸完成清单项目所需的一切相关工作","t","11.48"]
[31,"010606009002","钢护栏","1.钢材品种、规格:Q235B\n2.栏杆扶手高度不小于900mm\n3.其他:按技术规范及设计图纸完成清单项目所需的一切相关工作","t","1.624"]
[32,"040602038013","M型水槽","1.名称:M型水槽\n2.材质:S350GD+ZM275\n3.具体详见图纸CS-GF-05大样\n4.其他:按技术规范及设计图纸完成清单项目所需的一切相关工作","m","2732.75"]
[33,"040602038014","横向水槽","1.名称:横向水槽\n2.材质:S350GD+ZM275\n3.具体详见图纸CS-GF-05大样\n4.其他:按技术规范及设计图纸完成清单项目所需的一切相关工作","m","1217.22"]
[34,"040602038015","汇水槽","1.名称:汇水槽\n2.材质:S350GD+ZM275\n3.具体详见图纸CS-GF-05大样\n4.其他:按技术规范及设计图纸完成清单项目所需的一切相关工作","m","464.44"]
["本页小计"]
["编制人：                                   证号：                                 编制日期："]
["工程量清单综合单价报价表"]
[{"$nulls":5},"编制单位盖章："]
["工程名称：黄江水厂分布式光伏发电项目-装饰钢结构部分",{"$nulls":5},"第 7 页  共 7 页"]
["序号","项目编码","项目名称","项目特征描述","计量\n单位","工程数量","金额（元）"]
[{"$nulls":6},"综合单价","合价"]
[35,"010516001006","螺栓","1.螺栓种类:M12化学锚栓\n2.其他:按技术规范及设计图纸完成清单项目所需的一切相关工作","套","960"]
[null,null,"【金属结构工程】分部小计"]
[null,null,"A.8 门窗工程"]
[36,"010804005002","金属格栅门","1.门代号及洞口尺寸:900*1200mm\n2.门框、扇材质:方管50*50*2间距200\n3.其他:按技术规范及设计图纸完成清单项目所需的一切相关工作","m2","7.56"]
[null,null,"【门窗工程】分部小计"]
[null,null,"A.9 屋面及防水工程"]
[37,"010901001002","瓦屋面","1.瓦品种、规格:彩钢瓦封边\n2.其他:按技术规范及设计图纸完成清单项目所需的一切相关工作","m2","8.53"]
[null,null,"【屋面及防水工程】分部小计"]
[null,null,"A.16 拆除工程"]
[38,"011607001005","原有屋面拆除","1.原有屋面拆除\n2.废料运距按15km考虑\n3.其他:按技术规范及设计图纸完成清单项目所需的一切相关工作","m2","67.56"]
[null,null,"【拆除工程】分部小计"]
{"$rows_empty":8}
["本页小计"]
["合  计"]
["编制人：                                   证号：                                 编制日期："]

{"sheet":"工程量清单报价汇总表【黄江水厂分布式光伏发电项目-安装部分】","index":19,"n_rows":22,"n_cols":7,"rows_kept":22,"merged":[[0,0,0,6],[1,0,1,2],[1,4,1,6],[2,2,2,4],[3,2,3,4],[4,2,4,4],[5,2,5,4],[6,2,6,4],[7,2,7,4],[8,2,8,4],[9,2,9,4],[10,2,10,4],[11,2,11,4],[12,2,12,4],[13,2,13,4],[14,2,14,4],[15,2,15,4],[16,2,16,4],[17,2,17,4],[18,2,18,4],[19,2,19,4],[20,2,20,4],[21,2,21,4],[22,2,22,4],[23,2,23,4],[24,2,24,4],[25,2,25,4],[26,2,26,4],[27,2,27,4],[28,2,28,4],[29,2,29,4],[30,2,30,4],[31,2,31,4],[32,2,32,4],[33,2,33,4],[34,2,34,4],[35,2,35,4],[36,2,36,4]]}
["工程量清单报价汇总表"]
["工程名称：黄江水厂分布式光伏发电项目-安装部分",{"$nulls":3},"第 1 页  共 1 页"]
["序号","费用名称","基数说明",null,null,"费率(%)","金额"]
["1","分部分项合计","分部分项合计"]
["2","措施合计","绿色施工安全防护措施费+其他措施费"]
["2.1","绿色施工安全防护措施费","安全及文明施工措施费"]
["2.2","其他措施费","其他措施费"]
["3","其他项目","其他项目合计"]
["3.1","暂列金额","暂列金额"]
["3.2","暂估价","暂估价合计"]
["3.3","计日工","计日工"]
["3.4","总承包服务费","总承包服务费"]
["3.5","预算包干费","预算包干费"]
["3.6","工程优质费","工程优质费"]
["3.7","概算幅度差","概算幅度差"]
["3.8","索赔费用","索赔费用"]
["3.9","现场签证费用","现场签证费用"]
["3.10","其他费用","其他费用"]
["4","税前工程造价","分部分项合计+措施合计+其他项目"]
["5","增值税销项税额","分部分项合计+措施合计+其他项目"]
["6","总造价","分部分项合计+措施合计+其他项目+增值税销项税额"]
["7","人工费","分部分项人工费+技术措施项目人工费+机上人工费"]

{"sheet":"分部分项工程量清单与计价表【黄江水厂分布式光伏发电项目-安","index":20,"n_rows":193,"n_cols":10,"rows_kept":193,"merged":[[0,0,0,9],[1,0,1,4],[1,5,1,6],[1,7,1,9],[2,0,3,0],[2,1,3,1],[2,2,3,2],[2,3,3,3],[2,4,3,5],[2,6,3,7],[2,8,2,9],[4,2,4,3],[4,4,4,5],[4,6,4,7],[5,2,5,3],[5,4,5,5],[5,6,5,7],[6,4,6,5],[6,6,6,7],[7,4,7,5],[7,6,7,7],[8,4,8,5],[8,6,8,7],[9,4,9,5],[9,6,9,7],[10,4,10,5],[10,6,10,7],[11,0,11,8],[12,0,12,4],[12,5,12,6],[12,7,12,9],[13,0,13,9],[14,0,14,4],[14,5,14,6],[14,7,14,9],[15,0,16,0],[15,1,16,1],[15,2,16,2],[15,3,16,3],[15,4,16,5],[15,6,16,7],[15,8,15,9],[17,4,17,5],[17,6,17,7],[18,4,18,5],[18,6,18,7],[19,4,19,5],[19,6,19,7],[20,4,20,5],[20,6,20,7],[21,4,21,5],[21,6,21,7],[22,4,22,5],[22,6,22,7],[23,0,23,8],[24,0,24,4],[24,5,24,6],[24,7,24,9],[25,0,25,9],[26,0,26,4],[26,5,26,6],[26,7,26,9],[27,0,28,0],[27,1,28,1],[27,2,28,2],[27,3,28,3],[27,4,28,5],[27,6,28,7],[27,8,27,9],[29,4,29,5],[29,6,29,7],[30,4,30,5],[30,6,30,7],[31,4,31,5],[31,6,31,7],[32,4,32,5],[32,6,32,7],[33,4,33,5],[33,6,33,7],[34,4,34,5],[34,6,34,7],[35,4,35,5],[35,6,35,7],[36,0,36,8],[37,0,37,4],[37,5,37,6],[37,7,37,9],[38,0,38,9],[39,0,39,4],[39,5,39,6],[39,7,39,9],[40,0,41,0],[40,1,41,1],[40,2,41,2],[40,3,41,3],[40,4,41,5],[40,6,41,7],[40,8,40,9],[42,4,42,5],[42,6,42,7],[43,4,43,5],[43,6,43,7],[44,4,44,5],[44,6,44,7],[45,4,45,5],[45,6,45,7],[46,4,46,5],[46,6,46,7],[47,4,47,5],[47,6,47,7],[48,0,48,8],[49,0,49,4],[49,5,49,6],[49,7,49,9],[50,0,50,9],[51,0,51,4],[51,5,51,6],[51,7,51,9],[52,0,53,0],[52,1,53,1],[52,2,53,2],[52,3,53,3],[52,4,53,5],[52,6,53,7],[52,8,52,9],[54,4,54,5],[54,6,54,7],[55,4,55,5],[55,6,55,7],[56,4,56,5],[56,6,56,7],[57,4,57,5],[57,6,57,7],[58,4,58,5],[58,6,58,7],[59,4,59,5],[59,6,59,7],[60,4,60,5],[60,6,60,7],[61,4,61,5],[61,6,61,7],[62,0,62,8],[63,0,63,4],[63,5,63,6],[63,7,63,9],[64,0,64,9],[65,0,65,4],[65,5,65,6],[65,7,65,9],[66,0,67,0],[66,1,67,1],[66,2,67,2],[66,3,67,3],[66,4,67,5],[66,6,67,7],[66,8,66,9],[68,4,68,5],[68,6,68,7],[69,4,69,5],[69,6,69,7],[70,4,70,5],[70,6,70,7],[71,4,71,5],[71,6,71,7],[72,4,72,5],[72,6,72,7],[73,4,73,5],[73,6,73,7],[74,4,74,5],[74,6,74,7],[75,0,75,8],[76,0,76,4],[76,5,76,6],[76,7,76,9],[77,0,77,9],[78,0,78,4],[78,5,78,6],[78,7,78,9],[79,0,80,0],[79,1,80,1],[79,2,80,2],[79,3,80,3],[79,4,80,5],[79,6,80,7],[79,8,79,9],[81,4,81,5],[81,6,81,7],[82,4,82,5],[82,6,82,7],[83,4,83,5],[83,6,83,7],[84,4,84,5],[84,6,84,7],[85,4,85,5],[85,6,85,7],[86,2,86,3],[86,4,86,5],[86,6,86,7],[87,2,87,3],[87,4,87,5],[87,6,87,7],[88,4,88,5],[88,6,88,7],[89,0,89,8],[90,0,90,4],[90,5,90,6],[90,7,90,9],[91,0,91,9],[92,0,92,4],[92,5,92,6],[92,7,92,9],[93,0,94,0],[93,1,94,1],[93,2,94,2],[93,3,94,3],[93,4,94,5],[93,6,94,7],[93,8,93,9],[95,4,95,5],[95,6,95,7],[96,4,96,5],[96,6,96,7],[97,4,97,5],[97,6,97,7],[98,4,98,5],[98,6,98,7],[99,2,99,3],[99,4,99,5],[99,6,99,7],[100,2,100,3],[100,4,100,5],[100,6,100,7],[101,4,101,5],[101,6,101,7],[102,4,102,5],[102,6,102,7],[103,0,103,8],[104,0,104,4],[104,5,104,6],[104,7,104,9],[105,0,105,9],[106,0,106,4],[106,5,106,6],[106,7,106,9],[107,0,108,0],[107,1,108,1],[107,2,108,2],[107,3,108,3],[107,4,108,5],[107,6,108,7],[107,8,107,9],[109,4,109,5],[109,6,109,7],[110,4,110,5],[110,6,110,7],[111,4,111,5],[111,6,111,7],[112,2,112,3],[112,4,112,5],[112,6,112,7],[113,2,113,3],[113,4,113,5],[113,6,113,7],[114,4,114,5],[114,6,114,7],[115,4,115,5],[115,6,115,7],[116,4,116,5],[116,6,116,7],[117,4,117,5],[117,6,117,7],[118,0,118,8],[119,0,119,4],[119,5,119,6],[119,7,119,9],[120,0,120,9],[121,0,121,4],[121,5,121,6],[121,7,121,9],[122,0,123,0],[122,1,123,1],[122,2,123,2],[122,3,123,3],[122,4,123,5],[122,6,123,7],[122,8,122,9],[124,4,124,5],[124,6,124,7],[125,4,125,5],[125,6,125,7],[126,4,126,5],[126,6,126,7],[127,4,127,5],[127,6,127,7],[128,4,128,5],[128,6,128,7],[129,4,129,5],[129,6,129,7],[130,4,130,5],[130,6,130,7],[131,4,131,5],[131,6,131,7],[132,0,132,8],[133,0,133,4],[133,5,133,6],[133,7,133,9],[134,0,134,9],[135,0,135,4],[135,5,135,6],[135,7,135,9],[136,0,137,0],[136,1,137,1],[136,2,137,2],[136,3,137,3],[136,4,137,5],[136,6,137,7],[136,8,136,9],[138,4,138,5],[138,6,138,7],[139,4,139,5],[139,6,139,7],[140,4,140,5],[140,6,140,7],[141,4,141,5],[141,6,141,7],[142,4,142,5],[142,6,142,7],[143,2,143,3],[143,4,143,5],[143,6,143,7],[144,2,144,3],[144,4,144,5],[144,6,144,7],[145,4,145,5],[145,6,145,7],[146,4,146,5],[146,6,146,7],[147,0,147,8],[148,0,148,4],[148,5,148,6],[148,7,148,9],[149,0,149,9],[150,0,150,4],[150,5,150,6],[150,7,150,9],[151,0,152,0],[151,1,152,1],[151,2,152,2],[151,3,152,3],[151,4,152,5],[151,6,152,7],[151,8,151,9],[153,4,153,5],[153,6,153,7],[154,4,154,5],[154,6,154,7],[155,4,155,5],[155,6,155,7],[156,4,156,5],[156,6,156,7],[157,4,157,5],[157,6,157,7],[158,4,158,5],[158,6,158,7],[159,4,159,5],[159,6,159,7],[160,0,160,8],[161,0,161,4],[161,5,161,6],[161,7,161,9],[162,0,162,9],[163,0,163,4],[163,5,163,6],[163,7,163,9],[164,0,165,0],[164,1,165,1],[164,2,165,2],[164,3,165,3],[164,4,165,5],[164,6,165,7],[164,8,164,9],[166,4,166,5],[166,6,166,7],[167,2,167,3],[167,4,167,5],[167,6,167,7],[168,2,168,3],[168,4,168,5],[168,6,168,7],[169,4,169,5],[169,6,169,7],[170,2,170,3],[170,4,170,5],[170,6,170,7],[171,4,171,5],[171,6,171,7],[172,4,172,5],[172,6,172,7],[173,4,173,5],[173,6,173,7],[174,4,174,5],[174,6,174,7],[175,4,175,5],[175,6,175,7],[176,4,176,5],[176,6,176,7],[177,4,177,5],[177,6,177,7],[178,4,178,5],[178,6,178,7],[179,4,179,5],[179,6,179,7],[180,4,180,5],[180,6,180,7],[181,4,181,5],[181,6,181,7],[182,4,182,5],[182,6,182,7],[183,4,183,5],[183,6,183,7],[184,4,184,5],[184,6,184,7],[185,4,185,5],[185,6,185,7],[186,4,186,5],[186,6,186,7],[187,4,187,5],[187,6,187,7],[188,4,188,5],[188,6,188,7],[189,4,189,5],[189,6,189,7],[190,0,190,8],[191,0,191,8],[192,0,192,4],[192,5,192,6],[192,7,192,9]]}
["分部分项工程量清单与计价表"]
["工程名称：黄江水厂分布式光伏发电项目-安装部分",{"$nulls":6},"(编制单位盖章)"]
["序号","项目编码","项目名称","项目特征描述","计量\n单位",null,"工程量",null,"金额（元）"]
[{"$nulls":8},"综合单价","合价"]
[null,null,"   电气系统"]
[null,null,"   光伏系统"]
[1,"031006005006","620Wp单晶硅光伏组件","1.名称:单晶硅光伏组件\n2.型号:620Wp,组件尺寸：2382*1134*30mm\n3.含铝合金6063-T5压块\n4.本体工程及附件安装\n5.综合考虑完成该工艺的所有施工内容，详见设计图纸及相关规范等\n6.池面上组件","块",null,"140"]
[2,"031006005007","620Wp单晶硅光伏组件","1.名称:单晶硅光伏组件\n2.型号:620Wp,组件尺寸：2382*1134*30mm\n3.含铝合金6063-T5压块\n4.本体工程及附件安装\n5.综合考虑完成该工艺的所有施工内容，详见设计图纸及相关规范等\n6.屋面上组件","块",null,"1003"]
[3,"030405002012","光伏逆变器","1.名称:30kW逆变器\n2.规格、型号:最大输入电压：1100V 额定电网电压：400Vac\n3.本体工程及附件安装\n4.综合考虑完成该工艺的所有施工内容，详见设计图纸及相关规范等","台",null,"7"]
[4,"030405002013","光伏逆变器","1.名称:36kW逆变器\n2.规格、型号:最大输入电压：1100V 额定电网电压：400Vac\n3.本体工程及附件安装\n4.综合考虑完成该工艺的所有施工内容，详见设计图纸及相关规范等","台",null,"3"]
[5,"030405002014","光伏逆变器","1.名称:40kW逆变器\n2.规格、型号:最大输入电压：1100V 额定电网电压：400Vac\n3.本体工程及附件安装\n4.综合考虑完成该工艺的所有施工内容，详见设计图纸及相关规范等","台",null,"5"]
["本页小计"]
[{"$nulls":7},"第 1 页  共 13 页"]
["分部分项工程量清单与计价表"]
["工程名称：黄江水厂分布式光伏发电项目-安装部分",{"$nulls":6},"(编制单位盖章)"]
["序号","项目编码","项目名称","项目特征描述","计量\n单位",null,"工程量",null,"金额（元）"]
[{"$nulls":8},"综合单价","合价"]
[6,"030405002015","光伏逆变器","1.名称:150kW逆变器\n2.规格、型号:最大输入电压：1100V 额定电网电压：400Vac\n3.本体工程及附件安装\n4.综合考虑完成该工艺的所有施工内容，详见设计图纸及相关规范等","台",null,"1"]
[7,"030404017014","汇流箱 2进1出","1.名称:汇流箱 2进1出\n2.本体工程及附件安装\n3.综合考虑完成该工艺的所有施工内容，详见设计图纸及相关规范等","台",null,"5"]
[8,"030404017015","汇流箱 6进1出","1.名称:汇流箱 6进1出\n2.本体工程及附件安装\n3.综合考虑完成该工艺的所有施工内容，详见设计图纸及相关规范等","台",null,"1"]
[9,"030408001027","电力电缆","1.名称:光伏电缆\n2.规格、型号:PV1-F 1x4\n3.敷设方式:综合考虑\n4.综合考虑完成该工艺的所有施工内容，详见设计图纸及相关规范等","m",null,"3674.44"]
[10,"030408001028","电力电缆","1.名称:电力电缆 \n2.型号:ZRC-YJV\n3.规格:4*16\n4.材质:铜芯\n5.电压等级(kV):0.6/1kV\n6.综合考虑完成该工艺的所有施工内容，详见设计图纸及相关规范等","m",null,"509.88"]
[11,"030408001029","电力电缆","1.名称:电力电缆 \n2.型号:ZRC-YJV\n3.规格:3*50+1*25\n4.材质:铜芯\n5.电压等级(kV):0.6/1kV\n6.综合考虑完成该工艺的所有施工内容，详见设计图纸及相关规范等","m",null,"424.81"]
["本页小计"]
[{"$nulls":7},"第 2 页  共 13 页"]
["分部分项工程量清单与计价表"]
["工程名称：黄江水厂分布式光伏发电项目-安装部分",{"$nulls":6},"(编制单位盖章)"]
["序号","项目编码","项目名称","项目特征描述","计量\n单位",null,"工程量",null,"金额（元）"]
[{"$nulls":8},"综合单价","合价"]
[12,"030408001030","电力电缆","1.名称:电力电缆 \n2.型号:ZRC-YJV\n3.规格:3*150+1*75\n4.材质:铜芯\n5.电压等级(kV):0.6/1kV\n6.综合考虑完成该工艺的所有施工内容，详见设计图纸及相关规范等","m",null,"8.84"]
[13,"030408001031","电力电缆","1.名称:电力电缆 \n2.型号:ZRC-YJV\n3.规格:3*185+1*95\n4.材质:铜芯\n5.电压等级(kV):0.6/1kV\n6.综合考虑完成该工艺的所有施工内容，详见设计图纸及相关规范等","m",null,"187.96"]
[14,"030408001032","电力电缆","1.名称:电力电缆 \n2.型号:ZRC-YJV\n3.规格:3*240+1*120\n4.材质:铜芯\n5.电压等级(kV):0.6/1kV\n6.综合考虑完成该工艺的所有施工内容，详见设计图纸及相关规范等","m",null,"170.07"]
[15,"030408006018","电力电缆头","1.名称:电缆终端头\n2.规格、型号:16mm2以下\n3.综合考虑完成该工艺的所有施工内容，详见设计图纸及相关规范等","个",null,"30"]
[16,"030408006019","电力电缆头","1.名称:电缆终端头\n2.规格、型号:70mm2以下\n3.综合考虑完成该工艺的所有施工内容，详见设计图纸及相关规范等","个",null,"8"]
[17,"030408006020","电力电缆头","1.名称:电缆终端头\n2.规格、型号:185mm2以下\n3.综合考虑完成该工艺的所有施工内容，详见设计图纸及相关规范","个",null,"8"]
[18,"030408006021","电力电缆头","1.名称:电缆终端头\n2.规格、型号:240mm2以下\n3.综合考虑完成该工艺的所有施工内容，详见设计图纸及相关规范","个",null,"2"]
["本页小计"]
[{"$nulls":7},"第 3 页  共 13 页"]
["分部分项工程量清单与计价表"]
["工程名称：黄江水厂分布式光伏发电项目-安装部分",{"$nulls":6},"(编制单位盖章)"]
["序号","项目编码","项目名称","项目特征描述","计量\n单位",null,"工程量",null,"金额（元）"]
[{"$nulls":8},"综合单价","合价"]
[19,"030411003022","线槽（含辅件）","1.名称:线槽（含辅件）\n2.规格、型号:100×50*1.0\n3.含连接件等\n4.本体工程及附件安装\n5.综合考虑完成该工艺的所有施工内容，详见设计图纸及相关规范范等","m",null,"126.1"]
[20,"030411003023","线槽（含辅件）","1.名称:线槽（含辅件）\n2.规格、型号:50×50*0.8\n3.含连接件等\n4.本体工程及附件安装\n5.综合考虑完成该工艺的所有施工内容，详见设计图纸及相关规范范等","m",null,"357.61"]
[21,"030413001005","桥架支架","1.名称:桥架支架\n2.材质:铁构件\n3.规格:综合考虑\n4.综合考虑完成该工艺的所有施工内容，详见设计图纸及相关规范等","kg",null,"132.57"]
[22,"030404004012","并网计量柜","1.名称:并网计量柜\n2.规格、型号:BWG1 P08，屏柜尺寸：600×800×2200\n3.含内部组件组装等\n4.本体工程及附件安装和槽钢支架等\n5.综合考虑完成该工艺的所有施工内容，详见设计图纸及相关规范等","台",null,"1"]
[23,"030404004013","并网计量柜","1.名称:并网计量柜\n2.规格、型号:BWG2 P09，屏柜尺寸：800×800×2200\n3.含内部组件组装等\n4.本体工程及附件安装和槽钢支架等\n5.综合考虑完成该工艺的所有施工内容，详见设计图纸及相关规范等","台",null,"1"]
[24,"030414002005","送配电装置系统","1.名称:送配电装置系统\n2.综合考虑完成该工艺的所有施工内容，详见设计图纸及相关规范等","系统",null,"2"]
["本页小计"]
[{"$nulls":7},"第 4 页  共 13 页"]
["分部分项工程量清单与计价表"]
["工程名称：黄江水厂分布式光伏发电项目-安装部分",{"$nulls":6},"(编制单位盖章)"]
["序号","项目编码","项目名称","项目特征描述","计量\n单位",null,"工程量",null,"金额（元）"]
[{"$nulls":8},"综合单价","合价"]
[25,"010401011001","砌筑井","1.名称:单页手井\n2.具体做法详图纸大样\n3.综合考虑完成该工艺的所有施工内容，详见设计图纸及相关规范等","座",null,"10"]
[26,"010401011002","砌筑井","1.名称:简易手井\n2.具体做法详图纸大样\n3.综合考虑完成该工艺的所有施工内容，详见设计图纸及相关规范等","座",null,"6"]
[27,"050307009009","标志牌","1.名称:标志牌\n2.类别:安健环详图、警示牌图、光伏发电站场应急处置卡\n3.规格、型号:1200*800\n4.综合考虑完成该工艺的所有施工内容，详见设计图纸及相关规范等","个",null,"2"]
[28,"050307009010","标志牌","1.名称:标志牌\n2.类别:0.4kV结线图\n3.综合考虑完成该工艺的所有施工内容，详见设计图纸及相关规范等","个",null,"2"]
[29,"040401006001","逆变器遮雨棚","1.名称:逆变器遮雨棚\n2.综合考虑完成该工艺的所有施工内容，详见设计图纸及相关规范等","座",null,"7"]
[30,"粤050401008001","并网柜围栏","1.材料种类、规格:并网柜围栏\n2.规格:2500*2000*2400\n3.综合考虑完成该工艺的所有施工内容，详见设计图纸及相关规范等","m2",null,"21.6"]
[31,"040501004007","塑料管","1.名称:3孔埋管\n2.材质及规格:PVC110\n3.具体做法详图纸大样\n4.综合考虑完成该工艺的所有施工内容，详见设计图纸及相关规范等","m",null,"119.32"]
[32,"040501004008","塑料管","1.名称:4孔埋管\n2.材质及规格:PVC110\n3.具体做法详图纸大样\n4.综合考虑完成该工艺的所有施工内容，详见设计图纸及相关规范等","m",null,"57.82"]
["本页小计"]
[{"$nulls":7},"第 5 页  共 13 页"]
["分部分项工程量清单与计价表"]
["工程名称：黄江水厂分布式光伏发电项目-安装部分",{"$nulls":6},"(编制单位盖章)"]
["序号","项目编码","项目名称","项目特征描述","计量\n单位",null,"工程量",null,"金额（元）"]
[{"$nulls":8},"综合单价","合价"]
[33,"040501004009","塑料管","1.名称:5孔埋管\n2.材质及规格:PVC110\n3.具体做法详图纸大样\n4.综合考虑完成该工艺的所有施工内容，详见设计图纸及相关规范等","m",null,"15.71"]
[34,"040501004010","塑料管","1.名称:6孔埋管\n2.材质及规格:PVC110\n3.具体做法详图纸大样\n4.综合考虑完成该工艺的所有施工内容，详见设计图纸及相关规范等","m",null,"26.62"]
[35,"040501004011","塑料管","1.名称:9孔埋管\n2.材质及规格:PVC110\n3.具体做法详图纸大样\n4.综合考虑完成该工艺的所有施工内容，详见设计图纸及相关规范等","m",null,"2.24"]
[36,"041001001004","拆除路面","1.材质:拆除路面\n2.厚度:25cm\n3.旧路面机械破除\n4.具体做法详图纸大样\n5.综合考虑完成该工艺的所有施工内容，详见设计图纸及相关规范等","m2",null,"102.39"]
[37,"040101002010","挖沟槽土方","1.土壤类别:挖沟槽土方\n2.挖土深度:2m 内\n3.一二类土\n4.具体做法详图纸大样\n5.综合考虑完成该工艺的所有施工内容，详见设计图纸及相关规范等","m3",null,"67.19"]
[38,"040303001004","垫层","1.名称:垫层\n2.材质:石屑\n3.具体做法详图纸大样\n4.综合考虑完成该工艺的所有施工内容，详见设计图纸及相关规范等","m3",null,"8.29"]
[39,"040103001007","回填方","1.名称:回填方\n2.填方材料品种:回填用砂\n3.具体做法详图纸大样\n4.综合考虑完成该工艺的所有施工内容，详见设计图纸及相关规范等","m3",null,"23.23"]
["本页小计"]
[{"$nulls":7},"第 6 页  共 13 页"]
["分部分项工程量清单与计价表"]
["工程名称：黄江水厂分布式光伏发电项目-安装部分",{"$nulls":6},"(编制单位盖章)"]
["序号","项目编码","项目名称","项目特征描述","计量\n单位",null,"工程量",null,"金额（元）"]
[{"$nulls":8},"综合单价","合价"]
[40,"040202003007","水泥稳定土","1.名称:回填方\n2.填方材料品种:集中拌合水泥石屑混合料 水泥含量 4%\n3.具体做法详图纸大样\n4.综合考虑完成该工艺的所有施工内容，详见设计图纸及相关规范等","m3",null,"12.31"]
[41,"040202003008","水泥稳定土","1.名称:回填方\n2.填方材料品种:集中拌合水泥石屑混合料 水泥含量 6%\n3.具体做法详图纸大样\n4.综合考虑完成该工艺的所有施工内容，详见设计图纸及相关规范等","m3",null,"17.6"]
[42,"050402002004","现浇混凝土路面","1.名称:现浇混凝土路面\n2.厚度:25cm  C30\n3.具体做法详图纸大样\n4.综合考虑完成该工艺的所有施工内容，详见设计图纸及相关规范等","m2",null,"120.23"]
[43,"040101002011","余方外运","1.土壤类别:余方外运\n2.运距:按15km考虑\n3.一二类土\n4.具体做法详图纸大样\n5.综合考虑完成该工艺的所有施工内容，详见设计图纸及相关规范等","m3",null,"70.65"]
[44,"040101002012","余方外运","1.土壤类别:余方外运\n2.运距:按15km考虑\n3.路面块料\n4.具体做法详图纸大样\n5.综合考虑完成该工艺的所有施工内容，详见设计图纸及相关规范等","m3",null,"25.6"]
[null,null,"【光伏系统】分部小计"]
[null,null,"   照明系统"]
[45,"030412001004","普通灯具","1.名称:普通灯具\n2.规格:28W\n3.综合考虑完成该工艺的所有施工内容，详见设计图纸及相关规范等","套",null,"2"]
["本页小计"]
[{"$nulls":7},"第 7 页  共 13 页"]
["分部分项工程量清单与计价表"]
["工程名称：黄江水厂分布式光伏发电项目-安装部分",{"$nulls":6},"(编制单位盖章)"]
["序号","项目编码","项目名称","项目特征描述","计量\n单位",null,"工程量",null,"金额（元）"]
[{"$nulls":8},"综合单价","合价"]
[46,"030408001033","电力电缆","1.名称:电力电缆 \n2.型号:ZRA-YJV\n3.规格:3*2.5\n4.材质:铜芯\n5.电压等级(kV):0.6/1kV\n6.综合考虑完成该工艺的所有施工内容，详见设计图纸及相关规范等","m",null,"47.01"]
[47,"030404017016","配电箱","1.型号:照明配电箱\n2.规格:非标\n3.综合考虑完成该工艺的所有施工内容，详见设计图纸及相关规范等","台",null,"1"]
[48,"030411006007","接线盒","1.名称:接线盒\n2.材质:塑料\n3.规格:86型\n4.安装形式:明装\n5.综合考虑完成该工艺的所有施工内容，详见设计图纸及相关规范等","个",null,"2"]
[49,"030411001008","配管","1.名称:PVC电线管\n2.规格、型号:Φ25\n3.敷设方式:综合考虑\n4.综合考虑完成该工艺的所有施工内容，详见设计图纸及相关规范等","m",null,"40.79"]
[null,null,"【照明系统】分部小计"]
[null,null,"   防雷接地"]
[50,"030409002005","接地母线","1.名称:接地扁钢\n2.规格、型号:热镀锌扁钢 -40×4\n3.综合考虑完成该工艺的所有施工内容，详见设计图纸及相关规范等","m",null,"1057.93"]
[51,"030409003009","避雷引下线","1.名称:避雷引下线\n2.材质:镀锌扁钢\n3.规格:40*4\n4.断接卡子:含断接卡子\n5.综合考虑完成该工艺的所有施工内容，详见设计图纸及相关规范等","m",null,"44.05"]
["本页小计"]
[{"$nulls":7},"第 8 页  共 13 页"]
["分部分项工程量清单与计价表"]
["工程名称：黄江水厂分布式光伏发电项目-安装部分",{"$nulls":6},"(编制单位盖章)"]
["序号","项目编码","项目名称","项目特征描述","计量\n单位",null,"工程量",null,"金额（元）"]
[{"$nulls":8},"综合单价","合价"]
[52,"030409003010","断接卡子","1.名称:断接卡子制作、安装\n2.材质:镀锌扁钢\n3.规格:40*4\n4.综合考虑完成该工艺的所有施工内容，详见设计图纸及相关规范等","套",null,"26"]
[53,"030411004009","接地线","1.名称:接地跨接线\n2.规格、型号:BVR-1×4\n3.综合考虑完成该工艺的所有施工内容，详见设计图纸及相关规范等","处",null,"1143"]
[54,"040807003005","接地装置调试","1.名称:接地装置调试 接地网\n2.综合考虑完成该工艺的所有施工内容，详见设计图纸及相关规范等","系统",null,"13"]
[null,null,"【防雷接地】分部小计"]
[null,null,"   弱电系统"]
[55,"030404017017","配电箱","1.名称:监控防水箱\n2.综合考虑完成该工艺的所有施工内容，详见设计图纸及相关规范等","台",null,"9"]
[56,"030607006005","数据采集器","1.名称:数据采集器\n2.型号:符合设计需求及满足现场设备需求\n3.规格:225*160*44\n4.功能:设备安装及调试\n5.综合考虑完成该工艺的所有施工内容，详见设计图纸及相关规范等","套",null,"1"]
[57,"030502001005","机柜、机架","1.名称:网络机柜6U壁挂式\n2.规格:宽550*深400*高300\n3.安装方式:室内壁装\n4.综合考虑完成该工艺的所有施工内容，详见设计图纸及相关规范等","台",null,"1"]
[58,"030501012008","交换机","1.名称:交换机\n2.功能:32口，带POE\n3.综合考虑完成该工艺的所有施工内容，详见设计图纸及相关规范等","台",null,"1"]
["本页小计"]
[{"$nulls":7},"第 9 页  共 13 页"]
["分部分项工程量清单与计价表"]
["工程名称：黄江水厂分布式光伏发电项目-安装部分",{"$nulls":6},"(编制单位盖章)"]
["序号","项目编码","项目名称","项目特征描述","计量\n单位",null,"工程量",null,"金额（元）"]
[{"$nulls":8},"综合单价","合价"]
[59,"030501012009","交换机","1.名称:交换机\n2.功能:8口，带POE\n3.综合考虑完成该工艺的所有施工内容，详见设计图纸及相关规范等","台",null,"9"]
[60,"030404035001","插座","1.名称:插线排\n2.规格:5口\n3.综合考虑完成该工艺的所有施工内容，详见设计图纸及相关规范等","个",null,"10"]
[61,"040205020008","监控摄像机","1.类型:红外高清高速球机\n2.规格、型号:400w像素\n3.综合考虑完成该工艺的所有施工内容，详见设计图纸及相关规范等","台",null,"17"]
[62,"040205020009","摄像机支架","1.类型:摄像机支架（横梁上安装）\n2.规格、型号:按设备情况确定\n3.支架形式:壁挂式支架\n4.综合考虑完成该工艺的所有施工内容，详见设计图纸及相关规范等","台",null,"17"]
[63,"030506008005","视频系统调试","1.名称:安全防范分系统调试 电视监控系统 摄像机\n2.综合考虑完成该工艺的所有施工内容，详见设计图纸及相关规范等","系统",null,"17"]
[64,"030409010005","浪涌保护器","1.名称:浪涌保护器\n2.综合考虑完成该工艺的所有施工内容，详见设计图纸及相关规范等","个",null,"17"]
[65,"030501010005","光纤收发器","1.名称:光纤收发器\n2.类别:千兆单模单纤\n3.综合考虑完成该工艺的所有施工内容，详见设计图纸及相关规范等","台",null,"10"]
[66,"030502009005","尾纤","1.名称:尾纤\n2.类别:单模单纤\n3.综合考虑完成该工艺的所有施工内容，详见设计图纸及相关规范等","条",null,"9"]
["本页小计"]
[{"$nulls":7},"第 10 页  共 13 页"]
["分部分项工程量清单与计价表"]
["工程名称：黄江水厂分布式光伏发电项目-安装部分",{"$nulls":6},"(编制单位盖章)"]
["序号","项目编码","项目名称","项目特征描述","计量\n单位",null,"工程量",null,"金额（元）"]
[{"$nulls":8},"综合单价","合价"]
[67,"030502007005","光缆","1.名称:光缆\n2.规格:6芯\n3.综合考虑完成该工艺的所有施工内容，详见设计图纸及相关规范等","m",null,"3542.07"]
[68,"030502005005","双绞线缆","1.名称:双绞线缆\n2.规格:超六类网线\n3.线缆对数:CAT6E\n4.敷设方式:管槽内安装\n5.综合考虑完成该工艺的所有施工内容，详见设计图纸及相关规范等","m",null,"292.65"]
[69,"030411001009","配管","1.名称:PVC电线管\n2.规格、型号:Φ25\n3.敷设方式:综合考虑\n4.综合考虑完成该工艺的所有施工内容，详见设计图纸及相关规范等","m",null,"4376.78"]
[70,"030411004010","配线","1.名称:配线\n2.型号:ZR-RVSP\n3.规格:2*1.0\n4.材质:铜\n5.综合考虑完成该工艺的所有施工内容，详见设计图纸及相关规范等","m",null,"1088.53"]
[71,"030411006008","接线盒","1.名称:接线盒安装 普通接线盒 明装\n2.综合考虑完成该工艺的所有施工内容，详见设计图纸及相关规范等","个",null,"17"]
[null,null,"【弱电系统】分部小计"]
[null,null,"   清洗系统"]
[72,"030901011005","给水栓","1.安装方式:给水栓\n2.型号、规格:DN32\n3.综合考虑完成该工艺的所有施工内容，详见设计图纸及相关规范等","套",null,"16"]
[73,"030109012005","增压泵","1.名称:增压泵\n2.型号:电压：220V  进出口径：DN32    扬程：≥25m\n3.功能:设备安装及调试\n4.综合考虑完成该工艺的所有施工内容，详见设计图纸及相关规范等","台",null,"10"]
["本页小计"]
[{"$nulls":7},"第 11 页  共 13 页"]
["分部分项工程量清单与计价表"]
["工程名称：黄江水厂分布式光伏发电项目-安装部分",{"$nulls":6},"(编制单位盖章)"]
["序号","项目编码","项目名称","项目特征描述","计量\n单位",null,"工程量",null,"金额（元）"]
[{"$nulls":8},"综合单价","合价"]
[74,"031001006009","塑料管","1.名称:PPR给水管\n2.规格、型号:DN32\n3.连接形式:热熔\n4.综合考虑完成该工艺的所有施工内容，详见设计图纸及相关规范等","m",null,"338.11"]
[75,"031003013005","水表","1.名称:水表组\n2.规格、型号:DN32\n3.连接形式:热熔\n4.其他:包含1个水表，1个截止阀\n5.综合考虑完成该工艺的所有施工内容，详见设计图纸及相关规范等","组",null,"10"]
[76,"031003001009","截止阀","1.类型:截止阀\n2.规格、压力等级:DN32\n3.综合考虑完成该工艺的所有施工内容，详见设计图纸及相关规范等","个",null,"10"]
[77,"031003001010","止回阀","1.类型:止回阀\n2.规格、压力等级:DN32\n3.综合考虑完成该工艺的所有施工内容，详见设计图纸及相关规范等","个",null,"10"]
[78,"030601002005","压力仪表","1.类型:压力表\n2.综合考虑完成该工艺的所有施工内容，详见设计图纸及相关规范等","台",null,"10"]
[79,"031002001005","管道支架","1.材质:管道支架\n2.管架形式:综合考虑\n3.综合考虑完成该工艺的所有施工内容，详见设计图纸及相关规范等","kg",null,"32.78"]
[80,"030901013005","灭火器","1.名称:手提式灭火器\n2.类别:水基型MQ6\n3.规格、型号:含2具灭火器一个箱体\n4.综合考虑完成该工艺的所有施工内容，详见设计图纸及相关规范等","具",null,"16"]
["本页小计"]
[{"$nulls":7},"第 12 页  共 13 页"]
["分部分项工程量清单与计价表"]
["工程名称：黄江水厂分布式光伏发电项目-安装部分",{"$nulls":6},"(编制单位盖章)"]
["序号","项目编码","项目名称","项目特征描述","计量\n单位",null,"工程量",null,"金额（元）"]
[{"$nulls":8},"综合单价","合价"]
[81,"031001006010","塑料管","1.安装部位:室外塑料排水管\n2.介质:雨水\n3.材质、规格:PVC-100\n4.连接形式:粘接\n5.综合考虑完成该工艺的所有施工内容，详见设计图纸及相关规范等","m",null,"14.8"]
[null,null,"【清洗系统】分部小计"]
[null,null,"   防护措施及物探"]
[82,"030310004004","物探费","1.名称:开挖管道探测费\n2.综合考虑完成该工艺的所有施工内容，详见设计图纸及相关规范等","m",null,"221.71"]
[null,null,"【防护措施及物探】分部小计"]
{"$rows_empty":19}
["本页小计"]
["合  计"]
[{"$nulls":7},"第 13 页  共 13 页"]

{"sheet":"工程量清单总价表【企石水厂分布式光伏发电项目-装饰钢结构部","index":21,"n_rows":38,"n_cols":5,"rows_kept":38,"merged":[[0,0,0,4],[1,0,1,2],[1,3,1,4],[2,0,2,2],[36,0,36,1],[37,0,37,4]]}
["工程量清单总价表"]
[{"$nulls":3},"编制单位盖章："]
["工程名称：企石水厂分布式光伏发电项目-装饰钢结构部分",{"$nulls":3},"第 1 页  共 1 页"]
["序号","项目名称","取费基数","费率(%)","金额:(元)"]
["1","分部分项合计","FBFXHJ"]
["1.1","土石方工程"]
["1.2","混凝土及钢筋混凝土工程"]
["1.3","A.6金属结构工程"]
["1.4","门窗工程"]
["1.5","A.16拆除工程"]
["2","措施合计","_AQWMSGF+_QTCSF"]
["2.1","绿色施工安全防护措施费","AQWMSGF"]
["2.2","其他措施费","QTCSF"]
["3","其他项目","QTXMHJ"]
["3.1","暂列金额","ZLJE"]
["3.2","暂估价","ZGJHJ"]
["3.3","计日工","JRG"]
["3.4","总承包服务费","ZCBFWF"]
["3.5","预算包干费","YSBGF"]
["3.6","工程优质费","GCYZF"]
["3.7","概算幅度差","GSFDC"]
["3.8","索赔费用","SPFY"]
["3.9","现场签证费用","XCQZFY"]
["3.10","其他费用","QTFY"]
["4","税前工程造价","_FHJ+_CHJ+_QTXM"]
["5","增值税销项税额","_FHJ+_CHJ+_QTXM"]
["6","总造价","_FHJ+_CHJ+_QTXM+_SJ"]
["7","人工费","RGF+JSCS_RGF"]
{"$rows_empty":9}
["编制人：                                   证号：                                 编制日期："]

{"sheet":"工程量清单综合单价报价表-1【企石水厂分布式光伏发电项目-","index":22,"n_rows":92,"n_cols":8,"rows_kept":92,"merged":[[0,0,0,7],[1,0,1,4],[1,5,1,7],[2,0,2,4],[2,6,2,7],[3,0,4,0],[3,1,4,1],[3,2,4,2],[3,3,4,3],[3,4,4,4],[3,5,4,5],[3,6,3,7],[5,2,5,3],[9,2,9,3],[10,2,10,3],[14,0,14,6],[15,0,15,7],[16,0,16,7],[17,0,17,4],[17,5,17,7],[18,0,18,4],[18,6,18,7],[19,0,20,0],[19,1,20,1],[19,2,20,2],[19,3,20,3],[19,4,20,4],[19,5,20,5],[19,6,19,7],[28,2,28,3],[29,2,29,3],[30,0,30,6],[31,0,31,7],[32,0,32,7],[33,0,33,4],[33,5,33,7],[34,0,34,4],[34,6,34,7],[35,0,36,0],[35,1,36,1],[35,2,36,2],[35,3,36,3],[35,4,36,4],[35,5,36,5],[35,6,35,7],[41,0,41,6],[42,0,42,7],[43,0,43,7],[44,0,44,4],[44,5,44,7],[45,0,45,4],[45,6,45,7],[46,0,47,0],[46,1,47,1],[46,2,47,2],[46,3,47,3],[46,4,47,4],[46,5,47,5],[46,6,46,7],[54,0,54,6],[55,0,55,7],[56,0,56,7],[57,0,57,4],[57,5,57,7],[58,0,58,4],[58,6,58,7],[59,0,60,0],[59,1,60,1],[59,2,60,2],[59,3,60,3],[59,4,60,4],[59,5,60,5],[59,6,59,7],[67,0,67,6],[68,0,68,7],[69,0,69,7],[70,0,70,4],[70,5,70,7],[71,0,71,4],[71,6,71,7],[72,0,73,0],[72,1,73,1],[72,2,73,2],[72,3,73,3],[72,4,73,4],[72,5,73,5],[72,6,72,7],[78,2,78,3],[79,2,79,3],[81,2,81,3],[82,2,82,3],[84,2,84,3],[85,0,85,6],[86,0,86,7],[87,0,87,7],[88,0,88,4],[88,5,88,7],[89,0,89,4],[89,6,89,7],[90,0,90,6],[91,0,91,7]]}
["工程量清单综合单价报价表"]
[{"$nulls":5},"编制单位盖章："]
["工程名称：企石水厂分布式光伏发电项目-装饰钢结构部分",{"$nulls":5},"第 1 页  共 7 页"]
["序号","项目编码","项目名称","项目特征描述","计量\n单位","工程数量","金额（元）"]
[{"$nulls":6},"综合单价","合价"]
[null,null," 土石方工程"]
[1,"010101004004","挖基坑土方","1.土壤类别:综合考虑\n2.挖土深度:2m 内\n3.其他:按技术规范及设计图纸完成清单项目所需的一切相关工作","m3","14.4"]
[2,"010103001004","回填方","1.密实度要求:不小于0.94\n2.填方材料品种:综合考虑\n3.填方粒径要求:综合考虑\n4.其他:按技术规范及设计图纸完成清单项目所需的一切相关工作","m3","12.12"]
[3,"010103002004","余方弃置","1.废弃料品种:综合考虑\n2.其他:按技术规范及设计图纸完成清单项目所需的一切相关工作","m3","2.28"]
[null,null,"【土石方工程】分部小计"]
[null,null," 混凝土及钢筋混凝土工程"]
[4,"010501001003","垫层","1.混凝土种类:商品混凝土\n2.混凝土强度等级:C15\n3.含模板制作安装\n4.其他:按技术规范及设计图纸完成清单项目所需的一切相关工作","m3","2.4"]
[5,"010501003005","钢梯基础","1.混凝土种类:商品混凝土\n2.混凝土强度等级:C30\n3.含模板制作安装\n4.其他:按技术规范及设计图纸完成清单项目所需的一切相关工作","m3","9.72"]
[6,"010501003006","钢梯基础","1.素土夯实后浇筑C20混凝土\n2.混凝土种类:商品混凝土\n3.混凝土强度等级:C20\n4.含模板制作安装\n5.其他:按技术规范及设计图纸完成清单项目所需的一切相关工作","m3","0.61"]
["本页小计"]
["编制人：                                   证号：                                 编制日期："]
["工程量清单综合单价报价表"]
[{"$nulls":5},"编制单位盖章："]
["工程名称：企石水厂分布式光伏发电项目-装饰钢结构部分",{"$nulls":5},"第 2 页  共 7 页"]
["序号","项目编码","项目名称","项目特征描述","计量\n单位","工程数量","金额（元）"]
[{"$nulls":6},"综合单价","合价"]
[7,"010509002002","支墩","1.支墩\n2.混凝土强度等级:C25\n3.含模板制作安装\n4.其他:按技术规范及设计图纸完成清单项目所需的一切相关工作","m3","23.55"]
[8,"010515001004","现浇构件钢筋","1.钢筋种类、规格:现浇构件带肋钢筋 φ12-16\n2.其他:按技术规范及设计图纸完成清单项目所需的一切相关工作","t","2.184"]
[9,"010515001005","现浇构件钢筋","1.钢筋种类、规格:现浇构件箍筋 带肋钢筋(HRB400内) φ10以内\n2.其他:按技术规范及设计图纸完成清单项目所需的一切相关工作","t","0.744"]
[10,"010516001002","螺栓","1.螺栓种类:M12*200\n2.规格:U型地脚螺栓\n3.其他:按技术规范及设计图纸完成清单项目所需的一切相关工作","套","600"]
[11,"010902001007","立柱底座卷材防水","1.卷材品种、规格、厚度:3mm自粘型沥青卷材防水\n2.其他:按技术规范及设计图纸完成清单项目所需的一切相关工作","m2","58.88"]
[12,"010507007007","柱脚包封","1.混凝土种类:素混凝土\n2.混凝土强度等级:C25\n3.含模板制作安装\n4.其他:按技术规范及设计图纸完成清单项目所需的一切相关工作","m3","5.67"]
[13,"010902001008","柱脚包封防水","1.卷材品种、规格、厚度:3mm厚SBS防水卷材\n2.其他:按技术规范及设计图纸完成清单项目所需的一切相关工作","m2","84.96"]
[null,null,"【混凝土及钢筋混凝土工程】分部小计"]
[null,null,"A.6 金属结构工程"]
["本页小计"]
["编制人：                                   证号：                                 编制日期："]
["工程量清单综合单价报价表"]
[{"$nulls":5},"编制单位盖章："]
["工程名称：企石水厂分布式光伏发电项目-装饰钢结构部分",{"$nulls":5},"第 3 页  共 7 页"]
["序号","项目编码","项目名称","项目特征描述","计量\n单位","工程数量","金额（元）"]
[{"$nulls":6},"综合单价","合价"]
[14,"010603001002","实腹钢柱","1.柱类型:U型钢柱\n2.钢材品种:S350GD+ZM275\n3.钢材规格:U52*41*2.5\n4.单根柱质量:3t以内\n5.包含柱脚端板、加劲板、三角连接件等\n6.其他:按技术规范及设计图纸完成清单项目所需的一切相关工作","t","0.44"]
[15,"010603002010","空腹钢柱","1.柱类型:镀锌矩管钢柱\n2.钢材品种:Q355B\n3.钢材规格:口150*100*5\n4.单根柱质量:3t以内\n5.包含柱脚端板、加劲板、三角连接件等\n6.其他:按技术规范及设计图纸完成清单项目所需的一切相关工作","t","6.166"]
[16,"010603002011","空腹钢柱","1.柱类型:镀锌矩管钢柱\n2.钢材品种:Q355B\n3.钢材规格:口150*5\n4.单根柱质量:3t以内\n5.包含柱脚端板、加劲板、三角连接件等\n6.其他:按技术规范及设计图纸完成清单项目所需的一切相关工作","t","1.243"]
[17,"010604001014","钢梁","1.梁类型:U型钢梁\n2.钢材品种:S350GD+ZM275\n3.钢材规格:U52*41*2.5\n4.单根质量:1.5t以内\n5.包含安全绳固定件及加劲肋等\n6.其他:按技术规范及设计图纸完成清单项目所需的一切相关工作","t","3.102"]
["本页小计"]
["编制人：                                   证号：                                 编制日期："]
["工程量清单综合单价报价表"]
[{"$nulls":5},"编制单位盖章："]
["工程名称：企石水厂分布式光伏发电项目-装饰钢结构部分",{"$nulls":5},"第 4 页  共 7 页"]
["序号","项目编码","项目名称","项目特征描述","计量\n单位","工程数量","金额（元）"]
[{"$nulls":6},"综合单价","合价"]
[18,"010604001015","钢梁","1.梁类型:镀锌矩管钢梁\n2.钢材品种:Q355B\n3.钢材规格:口200*100*4\n4.单根质量:1.5t以内\n5.包含安全绳固定件及加劲肋等\n6.其他:按技术规范及设计图纸完成清单项目所需的一切相关工作","t","9.025"]
[19,"010604001016","钢梁","1.梁类型:镀锌矩管钢梁\n2.钢材品种:Q355B\n3.钢材规格:口200*120*5\n4.单根质量:1.5t以内\n5.包含安全绳固定件及加劲肋等\n6.其他:按技术规范及设计图纸完成清单项目所需的一切相关工作","t","2.316"]
[20,"010606002014","钢檩条","1.构件类型:镀锌矩管檩条\n2.钢材品种:Q355B\n3.钢材规格:口90*50*3\n4.其他:按技术规范及设计图纸完成清单项目所需的一切相关工作","t","9.487"]
[21,"010606002015","钢檩条","1.构件类型:镀锌矩管檩条\n2.钢材品种:Q355B\n3.钢材规格:口80*40*3\n4.其他:按技术规范及设计图纸完成清单项目所需的一切相关工作","t","0.743"]
[22,"010606001028","系杆","1.构件类型:圆管系杆\n2.钢材品种:Q235B\n3.钢材规格:Φ76*3.0\n4.其他:按技术规范及设计图纸完成清单项目所需的一切相关工作","t","2.517"]
[23,"010606001029","斜撑","1.构件类型:U型斜撑\n2.钢材品种:S350GD+ZM275\n3.钢材规格:U52*41*2.5\n4.其他:按技术规范及设计图纸完成清单项目所需的一切相关工作","t","0.262"]
["本页小计"]
["编制人：                                   证号：                                 编制日期："]
["工程量清单综合单价报价表"]
[{"$nulls":5},"编制单位盖章："]
["工程名称：企石水厂分布式光伏发电项目-装饰钢结构部分",{"$nulls":5},"第 5 页  共 7 页"]
["序号","项目编码","项目名称","项目特征描述","计量\n单位","工程数量","金额（元）"]
[{"$nulls":6},"综合单价","合价"]
[24,"010606001030","斜撑","1.构件类型:镀锌矩管斜撑\n2.钢材品种:Q235B\n3.钢材规格:口80*3\n4.其他:按技术规范及设计图纸完成清单项目所需的一切相关工作","t","0.264"]
[25,"010606001031","钢支撑","1.构件类型:圆钢支撑\n2.钢材品种:Q235B\n3.钢材规格:Φ16\n4.其他:按技术规范及设计图纸完成清单项目所需的一切相关工作","t","1.719"]
[26,"010606001032","拉杆","1.构件类型:U型拉杆\n2.钢材品种:S350GD+ZM275\n3.钢材规格:U41*41*2.0\n4.其他:按技术规范及设计图纸完成清单项目所需的一切相关工作","t","0.308"]
[27,"010606008003","钢梯","1.钢材品种、规格:Q235B\n2.钢梯形式:踏步式\n3.包含楼梯平台、楼梯梁、楼梯踏步、楼梯柱、踢脚板、柱脚端板等\n4.具体详见02J401\n5.其他:按技术规范及设计图纸完成清单项目所需的一切相关工作","t","5.213"]
[28,"010606009003","钢护栏","1.钢材品种、规格:Q235B\n2.栏杆扶手高度不小于900mm\n3.其他:按技术规范及设计图纸完成清单项目所需的一切相关工作","t","0.575"]
[29,"010606006006","维护通道","1.名称:维护通道\n2.盖板规格型号:S350GD+ZM275\n3.30*30*3方通(Q235)\n4.具体详见图纸CS-GF-05大样\n5.其他:按技术规范及设计图纸完成清单项目所需的一切相关工作","t","0.387"]
["本页小计"]
["编制人：                                   证号：                                 编制日期："]
["工程量清单综合单价报价表"]
[{"$nulls":5},"编制单位盖章："]
["工程名称：企石水厂分布式光伏发电项目-装饰钢结构部分",{"$nulls":5},"第 6 页  共 7 页"]
["序号","项目编码","项目名称","项目特征描述","计量\n单位","工程数量","金额（元）"]
[{"$nulls":6},"综合单价","合价"]
[30,"040602038016","M型水槽","1.名称:M型水槽\n2.材质:S350GD+ZM275\n3.具体详见图纸CS-GF-05大样\n4.其他:按技术规范及设计图纸完成清单项目所需的一切相关工作","m","1263.87"]
[31,"040602038017","横向水槽","1.名称:横向水槽\n2.材质:S350GD+ZM275\n3.具体详见图纸CS-GF-05大样\n4.其他:按技术规范及设计图纸完成清单项目所需的一切相关工作","m","597.89"]
[32,"040602038018","汇水槽","1.名称:汇水槽\n2.材质:S350GD+ZM275\n3.具体详见图纸CS-GF-05大样\n4.其他:按技术规范及设计图纸完成清单项目所需的一切相关工作","m","244.27"]
[33,"010516001008","螺栓","1.螺栓种类:M12化学锚栓\n2.其他:按技术规范及设计图纸完成清单项目所需的一切相关工作","套","708"]
[null,null,"【金属结构工程】分部小计"]
[null,null," 门窗工程"]
[34,"010804005003","金属格栅门","1.门代号及洞口尺寸:900*1200mm\n2.门框、扇材质:方管50*50*2间距200\n3.其他:按技术规范及设计图纸完成清单项目所需的一切相关工作","m2","3.24"]
[null,null,"【门窗工程】分部小计"]
[null,null,"A.16 拆除工程"]
[35,"011607001006","原有屋面拆除","1.原有屋面拆除\n2.废料运距按15km考虑\n3.其他:按技术规范及设计图纸完成清单项目所需的一切相关工作","m2","28.32"]
[null,null,"【拆除工程】分部小计"]
["本页小计"]
["编制人：                                   证号：                                 编制日期："]
["工程量清单综合单价报价表"]
[{"$nulls":5},"编制单位盖章："]
["工程名称：企石水厂分布式光伏发电项目-装饰钢结构部分",{"$nulls":5},"第 7 页  共 7 页"]
["合  计"]
["编制人：                                   证号：                                 编制日期："]

{"sheet":"工程量清单报价汇总表【企石水厂分布式光伏发电项目-安装部分】","index":23,"n_rows":22,"n_cols":7,"rows_kept":22,"merged":[[0,0,0,6],[1,0,1,2],[1,4,1,6],[2,2,2,4],[3,2,3,4],[4,2,4,4],[5,2,5,4],[6,2,6,4],[7,2,7,4],[8,2,8,4],[9,2,9,4],[10,2,10,4],[11,2,11,4],[12,2,12,4],[13,2,13,4],[14,2,14,4],[15,2,15,4],[16,2,16,4],[17,2,17,4],[18,2,18,4],[19,2,19,4],[20,2,20,4],[21,2,21,4],[22,2,22,4],[23,2,23,4],[24,2,24,4],[25,2,25,4],[26,2,26,4],[27,2,27,4],[28,2,28,4],[29,2,29,4],[30,2,30,4],[31,2,31,4],[32,2,32,4],[33,2,33,4],[34,2,34,4],[35,2,35,4],[36,2,36,4]]}
["工程量清单报价汇总表"]
["工程名称：企石水厂分布式光伏发电项目-安装部分",{"$nulls":3},"第 1 页  共 1 页"]
["序号","费用名称","基数说明",null,null,"费率(%)","金额"]
["1","分部分项合计","分部分项合计"]
["2","措施合计","绿色施工安全防护措施费+其他措施费"]
["2.1","绿色施工安全防护措施费","安全及文明施工措施费"]
["2.2","其他措施费","其他措施费"]
["3","其他项目","其他项目合计"]
["3.1","暂列金额","暂列金额"]
["3.2","暂估价","暂估价合计"]
["3.3","计日工","计日工"]
["3.4","总承包服务费","总承包服务费"]
["3.5","预算包干费","预算包干费"]
["3.6","工程优质费","工程优质费"]
["3.7","概算幅度差","概算幅度差"]
["3.8","索赔费用","索赔费用"]
["3.9","现场签证费用","现场签证费用"]
["3.10","其他费用","其他费用"]
["4","税前工程造价","分部分项合计+措施合计+其他项目"]
["5","增值税销项税额","分部分项合计+措施合计+其他项目"]
["6","总造价","分部分项合计+措施合计+其他项目+增值税销项税额"]
["7","人工费","分部分项人工费+技术措施项目人工费+机上人工费"]

{"sheet":"分部分项工程量清单与计价表【企石水厂分布式光伏发电项目-安","index":24,"n_rows":178,"n_cols":10,"rows_kept":178,"merged":[[0,0,0,9],[1,0,1,4],[1,5,1,6],[1,7,1,9],[2,0,3,0],[2,1,3,1],[2,2,3,2],[2,3,3,3],[2,4,3,5],[2,6,3,7],[2,8,2,9],[4,2,4,3],[4,4,4,5],[4,6,4,7],[5,2,5,3],[5,4,5,5],[5,6,5,7],[6,4,6,5],[6,6,6,7],[7,4,7,5],[7,6,7,7],[8,4,8,5],[8,6,8,7],[9,4,9,5],[9,6,9,7],[10,4,10,5],[10,6,10,7],[11,0,11,8],[12,0,12,4],[12,5,12,6],[12,7,12,9],[13,0,13,9],[14,0,14,4],[14,5,14,6],[14,7,14,9],[15,0,16,0],[15,1,16,1],[15,2,16,2],[15,3,16,3],[15,4,16,5],[15,6,16,7],[15,8,15,9],[17,4,17,5],[17,6,17,7],[18,4,18,5],[18,6,18,7],[19,4,19,5],[19,6,19,7],[20,4,20,5],[20,6,20,7],[21,4,21,5],[21,6,21,7],[22,4,22,5],[22,6,22,7],[23,0,23,8],[24,0,24,4],[24,5,24,6],[24,7,24,9],[25,0,25,9],[26,0,26,4],[26,5,26,6],[26,7,26,9],[27,0,28,0],[27,1,28,1],[27,2,28,2],[27,3,28,3],[27,4,28,5],[27,6,28,7],[27,8,27,9],[29,4,29,5],[29,6,29,7],[30,4,30,5],[30,6,30,7],[31,4,31,5],[31,6,31,7],[32,4,32,5],[32,6,32,7],[33,4,33,5],[33,6,33,7],[34,4,34,5],[34,6,34,7],[35,4,35,5],[35,6,35,7],[36,4,36,5],[36,6,36,7],[37,0,37,8],[38,0,38,4],[38,5,38,6],[38,7,38,9],[39,0,39,9],[40,0,40,4],[40,5,40,6],[40,7,40,9],[41,0,42,0],[41,1,42,1],[41,2,42,2],[41,3,42,3],[41,4,42,5],[41,6,42,7],[41,8,41,9],[43,4,43,5],[43,6,43,7],[44,4,44,5],[44,6,44,7],[45,4,45,5],[45,6,45,7],[46,4,46,5],[46,6,46,7],[47,4,47,5],[47,6,47,7],[48,4,48,5],[48,6,48,7],[49,0,49,8],[50,0,50,4],[50,5,50,6],[50,7,50,9],[51,0,51,9],[52,0,52,4],[52,5,52,6],[52,7,52,9],[53,0,54,0],[53,1,54,1],[53,2,54,2],[53,3,54,3],[53,4,54,5],[53,6,54,7],[53,8,53,9],[55,4,55,5],[55,6,55,7],[56,4,56,5],[56,6,56,7],[57,4,57,5],[57,6,57,7],[58,4,58,5],[58,6,58,7],[59,4,59,5],[59,6,59,7],[60,4,60,5],[60,6,60,7],[61,4,61,5],[61,6,61,7],[62,0,62,8],[63,0,63,4],[63,5,63,6],[63,7,63,9],[64,0,64,9],[65,0,65,4],[65,5,65,6],[65,7,65,9],[66,0,67,0],[66,1,67,1],[66,2,67,2],[66,3,67,3],[66,4,67,5],[66,6,67,7],[66,8,66,9],[68,4,68,5],[68,6,68,7],[69,4,69,5],[69,6,69,7],[70,4,70,5],[70,6,70,7],[71,4,71,5],[71,6,71,7],[72,4,72,5],[72,6,72,7],[73,4,73,5],[73,6,73,7],[74,4,74,5],[74,6,74,7],[75,0,75,8],[76,0,76,4],[76,5,76,6],[76,7,76,9],[77,0,77,9],[78,0,78,4],[78,5,78,6],[78,7,78,9],[79,0,80,0],[79,1,80,1],[79,2,80,2],[79,3,80,3],[79,4,80,5],[79,6,80,7],[79,8,79,9],[81,4,81,5],[81,6,81,7],[82,2,82,3],[82,4,82,5],[82,6,82,7],[83,2,83,3],[83,4,83,5],[83,6,83,7],[84,4,84,5],[84,6,84,7],[85,4,85,5],[85,6,85,7],[86,4,86,5],[86,6,86,7],[87,4,87,5],[87,6,87,7],[88,4,88,5],[88,6,88,7],[89,2,89,3],[89,4,89,5],[89,6,89,7],[90,2,90,3],[90,4,90,5],[90,6,90,7],[91,0,91,8],[92,0,92,4],[92,5,92,6],[92,7,92,9],[93,0,93,9],[94,0,94,4],[94,5,94,6],[94,7,94,9],[95,0,96,0],[95,1,96,1],[95,2,96,2],[95,3,96,3],[95,4,96,5],[95,6,96,7],[95,8,95,9],[97,4,97,5],[97,6,97,7],[98,4,98,5],[98,6,98,7],[99,4,99,5],[99,6,99,7],[100,4,100,5],[100,6,100,7],[101,4,101,5],[101,6,101,7],[102,2,102,3],[102,4,102,5],[102,6,102,7],[103,2,103,3],[103,4,103,5],[103,6,103,7],[104,4,104,5],[104,6,104,7],[105,4,105,5],[105,6,105,7],[106,0,106,8],[107,0,107,4],[107,5,107,6],[107,7,107,9],[108,0,108,9],[109,0,109,4],[109,5,109,6],[109,7,109,9],[110,0,111,0],[110,1,111,1],[110,2,111,2],[110,3,111,3],[110,4,111,5],[110,6,111,7],[110,8,110,9],[112,4,112,5],[112,6,112,7],[113,4,113,5],[113,6,113,7],[114,4,114,5],[114,6,114,7],[115,4,115,5],[115,6,115,7],[116,4,116,5],[116,6,116,7],[117,4,117,5],[117,6,117,7],[118,4,118,5],[118,6,118,7],[119,4,119,5],[119,6,119,7],[120,0,120,8],[121,0,121,4],[121,5,121,6],[121,7,121,9],[122,0,122,9],[123,0,123,4],[123,5,123,6],[123,7,123,9],[124,0,125,0],[124,1,125,1],[124,2,125,2],[124,3,125,3],[124,4,125,5],[124,6,125,7],[124,8,124,9],[126,4,126,5],[126,6,126,7],[127,4,127,5],[127,6,127,7],[128,4,128,5],[128,6,128,7],[129,4,129,5],[129,6,129,7],[130,4,130,5],[130,6,130,7],[131,4,131,5],[131,6,131,7],[132,4,132,5],[132,6,132,7],[133,2,133,3],[133,4,133,5],[133,6,133,7],[134,2,134,3],[134,4,134,5],[134,6,134,7],[135,0,135,8],[136,0,136,4],[136,5,136,6],[136,7,136,9],[137,0,137,9],[138,0,138,4],[138,5,138,6],[138,7,138,9],[139,0,140,0],[139,1,140,1],[139,2,140,2],[139,3,140,3],[139,4,140,5],[139,6,140,7],[139,8,139,9],[141,4,141,5],[141,6,141,7],[142,4,142,5],[142,6,142,7],[143,4,143,5],[143,6,143,7],[144,4,144,5],[144,6,144,7],[145,4,145,5],[145,6,145,7],[146,4,146,5],[146,6,146,7],[147,4,147,5],[147,6,147,7],[148,4,148,5],[148,6,148,7],[149,0,149,8],[150,0,150,4],[150,5,150,6],[150,7,150,9],[151,0,151,9],[152,0,152,4],[152,5,152,6],[152,7,152,9],[153,0,154,0],[153,1,154,1],[153,2,154,2],[153,3,154,3],[153,4,154,5],[153,6,154,7],[153,8,153,9],[155,4,155,5],[155,6,155,7],[156,4,156,5],[156,6,156,7],[157,2,157,3],[157,4,157,5],[157,6,157,7],[158,2,158,3],[158,4,158,5],[158,6,158,7],[159,4,159,5],[159,6,159,7],[160,2,160,3],[160,4,160,5],[160,6,160,7],[161,4,161,5],[161,6,161,7],[162,4,162,5],[162,6,162,7],[163,4,163,5],[163,6,163,7],[164,4,164,5],[164,6,164,7],[165,4,165,5],[165,6,165,7],[166,4,166,5],[166,6,166,7],[167,4,167,5],[167,6,167,7],[168,4,168,5],[168,6,168,7],[169,4,169,5],[169,6,169,7],[170,4,170,5],[170,6,170,7],[171,4,171,5],[171,6,171,7],[172,4,172,5],[172,6,172,7],[173,4,173,5],[173,6,173,7],[174,4,174,5],[174,6,174,7],[175,0,175,8],[176,0,176,8],[177,0,177,4],[177,5,177,6],[177,7,177,9]]}
["分部分项工程量清单与计价表"]
["工程名称：企石水厂分布式光伏发电项目-安装部分",{"$nulls":6},"(编制单位盖章)"]
["序号","项目编码","项目名称","项目特征描述","计量\n单位",null,"工程量",null,"金额（元）"]
[{"$nulls":8},"综合单价","合价"]
[null,null,"   电气系统"]
[null,null,"   光伏系统"]
[1,"031006005008","620Wp单晶硅光伏组件","1.名称:单晶硅光伏组件\n2.型号:620Wp,组件尺寸：2382*1134*30mm\n3.含铝合金6063-T5压块\n4.本体工程及附件安装\n5.综合考虑完成该工艺的所有施工内容，详见设计图纸及相关规范等\n6.池面上组件","块",null,"490"]
[2,"031006005009","620Wp单晶硅光伏组件","1.名称:单晶硅光伏组件\n2.型号:620Wp,组件尺寸：2382*1134*30mm\n3.含铝合金6063-T5压块\n4.本体工程及附件安装\n5.综合考虑完成该工艺的所有施工内容，详见设计图纸及相关规范等\n6.屋面上组件","块",null,"418"]
[3,"030405002016","光伏逆变器","1.名称:30kW逆变器\n2.规格、型号:最大输入电压：1100V 额定电网电压：400Vac\n3.本体工程及附件安装\n4.综合考虑完成该工艺的所有施工内容，详见设计图纸及相关规范等","台",null,"4"]
[4,"030405002017","光伏逆变器","1.名称:36kW逆变器\n2.规格、型号:最大输入电压：1100V 额定电网电压：400Vac\n3.本体工程及附件安装\n4.综合考虑完成该工艺的所有施工内容，详见设计图纸及相关规范范等","台",null,"1"]
[5,"030405002018","光伏逆变器","1.名称:100kW逆变器\n2.规格、型号:最大输入电压：1100V 额定电网电压：400Vac\n3.本体工程及附件安装\n4.综合考虑完成该工艺的所有施工内容，详见设计图纸及相关规范等","台",null,"2"]
["本页小计"]
[{"$nulls":7},"第 1 页  共 12 页"]
["分部分项工程量清单与计价表"]
["工程名称：企石水厂分布式光伏发电项目-安装部分",{"$nulls":6},"(编制单位盖章)"]
["序号","项目编码","项目名称","项目特征描述","计量\n单位",null,"工程量",null,"金额（元）"]
[{"$nulls":8},"综合单价","合价"]
[6,"030405002019","光伏逆变器","1.名称:150kW逆变器\n2.规格、型号:最大输入电压：1100V 额定电网电压：400Vac\n3.本体工程及附件安装\n4.综合考虑完成该工艺的所有施工内容，详见设计图纸及相关规范等","台",null,"1"]
[7,"030404017018","汇流箱 3进1出","1.名称:汇流箱 3进1出\n2.本体工程及附件安装\n3.综合考虑完成该工艺的所有施工内容，详见设计图纸及相关规范等","台",null,"2"]
[8,"030408001034","电力电缆","1.名称:光伏电缆\n2.规格、型号:PV1-F 1x4\n3.敷设方式:综合考虑\n4.综合考虑完成该工艺的所有施工内容，详见设计图纸及相关规范等","m",null,"5236.39"]
[9,"030408001035","电力电缆","1.名称:电力电缆 \n2.型号:ZRC-YJV\n3.规格:4*16\n4.材质:铜芯\n5.电压等级(kV):0.6/1kV\n6.综合考虑完成该工艺的所有施工内容，详见设计图纸及相关规范等","m",null,"56.78"]
[10,"030408001036","电力电缆","1.名称:电力电缆 \n2.型号:ZRC-YJV\n3.规格:3*70+1*35\n4.材质:铜芯\n5.电压等级(kV):0.6/1kV\n6.综合考虑完成该工艺的所有施工内容，详见设计图纸及相关规范等","m",null,"302.9"]
[11,"030408001037","电力电缆","1.名称:电力电缆 \n2.型号:ZRC-YJV\n3.规格:3*150+1*75\n4.材质:铜芯\n5.电压等级(kV):0.6/1kV\n6.综合考虑完成该工艺的所有施工内容，详见设计图纸及相关规范等","m",null,"7.25"]
["本页小计"]
[{"$nulls":7},"第 2 页  共 12 页"]
["分部分项工程量清单与计价表"]
["工程名称：企石水厂分布式光伏发电项目-安装部分",{"$nulls":6},"(编制单位盖章)"]
["序号","项目编码","项目名称","项目特征描述","计量\n单位",null,"工程量",null,"金额（元）"]
[{"$nulls":8},"综合单价","合价"]
[12,"030408001038","电力电缆","1.名称:电力电缆 \n2.型号:ZRC-YJV\n3.规格:3*240+1*120\n4.材质:铜芯\n5.电压等级(kV):0.6/1kV\n6.综合考虑完成该工艺的所有施工内容，详见设计图纸及相关规范等","m",null,"178.03"]
[13,"030408001039","电力电缆","1.名称:电力电缆 \n2.型号:ZRC-YJV\n3.规格:3*300+1*150\n4.材质:铜芯\n5.电压等级(kV):0.6/1kV\n6.综合考虑完成该工艺的所有施工内容，详见设计图纸及相关规范等","m",null,"39.46"]
[14,"030408006022","电力电缆头","1.名称:电缆终端头\n2.规格、型号:16mm2以下\n3.综合考虑完成该工艺的所有施工内容，详见设计图纸及相关规范等","个",null,"10"]
[15,"030408006023","电力电缆头","1.名称:电缆终端头\n2.规格、型号:70mm2以下\n3.综合考虑完成该工艺的所有施工内容，详见设计图纸及相关规范","个",null,"6"]
[16,"030408006024","电力电缆头","1.名称:电缆终端头\n2.规格、型号:185mm2以下\n3.综合考虑完成该工艺的所有施工内容，详见设计图纸及相关规范","个",null,"2"]
[17,"030408006025","电力电缆头","1.名称:电缆终端头\n2.规格、型号:240mm2以下\n3.综合考虑完成该工艺的所有施工内容，详见设计图纸及相关规范","个",null,"2"]
[18,"030408006026","电力电缆头","1.名称:电缆终端头\n2.规格、型号:300mm2以下\n3.综合考虑完成该工艺的所有施工内容，详见设计图纸及相关规范","个",null,"4"]
[19,"030411003024","线槽（含辅件）","1.名称:线槽（含辅件）\n2.规格、型号:200×100*1.2\n3.含连接件等\n4.本体工程及附件安装\n5.综合考虑完成该工艺的所有施工内容，详见设计图纸及相关规范等","m",null,"36.27"]
["本页小计"]
[{"$nulls":7},"第 3 页  共 12 页"]
["分部分项工程量清单与计价表"]
["工程名称：企石水厂分布式光伏发电项目-安装部分",{"$nulls":6},"(编制单位盖章)"]
["序号","项目编码","项目名称","项目特征描述","计量\n单位",null,"工程量",null,"金额（元）"]
[{"$nulls":8},"综合单价","合价"]
[20,"030411003025","线槽（含辅件）","1.名称:线槽（含辅件）\n2.规格、型号:100×50*1.0\n3.含连接件等\n4.本体工程及附件安装\n5.综合考虑完成该工艺的所有施工内容，详见设计图纸及相关规范范等","m",null,"15.36"]
[21,"030411003026","线槽（含辅件）","1.名称:线槽（含辅件）\n2.规格、型号:50×50*1.0\n3.含连接件等\n4.本体工程及附件安装\n5.综合考虑完成该工艺的所有施工内容，详见设计图纸及相关规范范等","m",null,"290.63"]
[22,"030413001006","桥架支架","1.名称:桥架支架\n2.材质:铁构件\n3.规格:综合考虑\n4.综合考虑完成该工艺的所有施工内容，详见设计图纸及相关规范等","kg",null,"75.38"]
[23,"030404004014","并网计量柜","1.名称:并网计量柜\n2.规格、型号:BWG1 P014，屏柜尺寸：800×800×2200\n3.含内部组件组装等\n4.本体工程及附件安装和槽钢支架等\n5.综合考虑完成该工艺的所有施工内容，详见设计图纸及相关规范等","台",null,"1"]
[24,"030414002006","送配电装置系统","1.名称:送配电装置系统\n2.综合考虑完成该工艺的所有施工内容，详见设计图纸及相关规范等","系统",null,"1"]
[25,"040205001004","电缆井","1.名称:电缆井\n2.规格尺寸:910*1225*1300\n3.水泥路面破除及恢复\n4.具体做法详图纸大样\n5.综合考虑完成该工艺的所有施工内容，详见设计图纸及相关规范等","座",null,"13"]
["本页小计"]
[{"$nulls":7},"第 4 页  共 12 页"]
["分部分项工程量清单与计价表"]
["工程名称：企石水厂分布式光伏发电项目-安装部分",{"$nulls":6},"(编制单位盖章)"]
["序号","项目编码","项目名称","项目特征描述","计量\n单位",null,"工程量",null,"金额（元）"]
[{"$nulls":8},"综合单价","合价"]
[26,"050307009011","标志牌","1.名称:标志牌\n2.类别:安健环详图、警示牌图、光伏发电站场应急处置卡\n3.规格、型号:1200*800\n4.综合考虑完成该工艺的所有施工内容，详见设计图纸及相关规范等","个",null,"8"]
[27,"050307009012","标志牌","1.名称:标志牌\n2.类别:0.4kV结线图\n3.综合考虑完成该工艺的所有施工内容，详见设计图纸及相关规范等","个",null,"1"]
[28,"040501004012","塑料管","1.名称:3孔埋管\n2.材质及规格:PVC110\n3.具体做法详图纸大样\n4.综合考虑完成该工艺的所有施工内容，详见设计图纸及相关规范等","m",null,"89.09"]
[29,"040501004013","塑料管","1.名称:4孔埋管\n2.材质及规格:PVC110\n3.具体做法详图纸大样\n4.综合考虑完成该工艺的所有施工内容，详见设计图纸及相关规范等","m",null,"56.79"]
[30,"040501004014","塑料管","1.名称:6孔埋管\n2.材质及规格:PVC110\n3.具体做法详图纸大样\n4.综合考虑完成该工艺的所有施工内容，详见设计图纸及相关规范等","m",null,"40.15"]
[31,"041001001005","拆除路面","1.材质:拆除路面\n2.厚度:25cm\n3.旧路面机械破除\n4.具体做法详图纸大样\n5.综合考虑完成该工艺的所有施工内容，详见设计图纸及相关规范等","m2",null,"78.24"]
[32,"040101002013","挖沟槽土方","1.土壤类别:挖沟槽土方\n2.挖土深度:2m 内\n3.一二类土\n4.具体做法详图纸大样\n5.综合考虑完成该工艺的所有施工内容，详见设计图纸及相关规范等","m3",null,"148.36"]
["本页小计"]
[{"$nulls":7},"第 5 页  共 12 页"]
["分部分项工程量清单与计价表"]
["工程名称：企石水厂分布式光伏发电项目-安装部分",{"$nulls":6},"(编制单位盖章)"]
["序号","项目编码","项目名称","项目特征描述","计量\n单位",null,"工程量",null,"金额（元）"]
[{"$nulls":8},"综合单价","合价"]
[33,"040303001005","垫层","1.名称:垫层\n2.材质:石屑\n3.具体做法详图纸大样\n4.综合考虑完成该工艺的所有施工内容，详见设计图纸及相关规范等","m3",null,"17.97"]
[34,"040103001008","回填方","1.名称:回填方\n2.填方材料品种:回填用砂\n3.具体做法详图纸大样\n4.综合考虑完成该工艺的所有施工内容，详见设计图纸及相关规范等","m3",null,"41.18"]
[35,"040202003009","水泥稳定土","1.名称:回填方\n2.填方材料品种:集中拌合水泥石屑混合料 水泥含量 4%\n3.具体做法详图纸大样\n4.综合考虑完成该工艺的所有施工内容，详见设计图纸及相关规范等","m3",null,"22.71"]
[36,"040202003010","水泥稳定土","1.名称:回填方\n2.填方材料品种:集中拌合水泥石屑混合料 水泥含量 6%\n3.具体做法详图纸大样\n4.综合考虑完成该工艺的所有施工内容，详见设计图纸及相关规范等","m3",null,"31.46"]
[37,"050402002005","现浇混凝土路面","1.名称:现浇混凝土路面\n2.厚度:25cm  C30\n3.具体做法详图纸大样\n4.综合考虑完成该工艺的所有施工内容，详见设计图纸及相关规范等","m2",null,"92.73"]
[38,"040103001009","回填方","1.名称:回填方\n2.填方材料品种:原土\n3.具体做法详图纸大样\n4.综合考虑完成该工艺的所有施工内容，详见设计图纸及相关规范等","m3",null,"26.27"]
[39,"040101002014","余方外运","1.土壤类别:余方外运\n2.运距:按15km考虑\n3.一二类土\n4.具体做法详图纸大样\n5.综合考虑完成该工艺的所有施工内容，详见设计图纸及相关规范等","m3",null,"140.93"]
["本页小计"]
[{"$nulls":7},"第 6 页  共 12 页"]
["分部分项工程量清单与计价表"]
["工程名称：企石水厂分布式光伏发电项目-安装部分",{"$nulls":6},"(编制单位盖章)"]
["序号","项目编码","项目名称","项目特征描述","计量\n单位",null,"工程量",null,"金额（元）"]
[{"$nulls":8},"综合单价","合价"]
[40,"040101002015","余方外运","1.土壤类别:余方外运\n2.运距:按15km考虑\n3.路面块料\n4.具体做法详图纸大样\n5.综合考虑完成该工艺的所有施工内容，详见设计图纸及相关规范等","m3",null,"19.56"]
[null,null,"【光伏系统】分部小计"]
[null,null,"   照明系统"]
[41,"030412001005","普通灯具","1.名称:普通灯具\n2.规格:28W\n3.综合考虑完成该工艺的所有施工内容，详见设计图纸及相关规范等","套",null,"42"]
[42,"030408001040","电力电缆","1.名称:电力电缆 \n2.型号:ZRA-YJV\n3.规格:3*2.5\n4.材质:铜芯\n5.电压等级(kV):0.6/1kV\n6.综合考虑完成该工艺的所有施工内容，详见设计图纸及相关规范等","m",null,"856.39"]
[43,"030404017019","配电箱","1.型号:照明配电箱\n2.规格:非标\n3.综合考虑完成该工艺的所有施工内容，详见设计图纸及相关规范等","台",null,"3"]
[44,"030411006009","接线盒","1.名称:接线盒\n2.材质:塑料\n3.规格:86型\n4.安装形式:明装\n5.综合考虑完成该工艺的所有施工内容，详见设计图纸及相关规范等","个",null,"42"]
[45,"030411001010","配管","1.名称:JDG电线管\n2.规格、型号:Φ25\n3.敷设方式:综合考虑\n4.综合考虑完成该工艺的所有施工内容，详见设计图纸及相关规范等","m",null,"779.7"]
[null,null,"【照明系统】分部小计"]
[null,null,"   防雷接地"]
["本页小计"]
[{"$nulls":7},"第 7 页  共 12 页"]
["分部分项工程量清单与计价表"]
["工程名称：企石水厂分布式光伏发电项目-安装部分",{"$nulls":6},"(编制单位盖章)"]
["序号","项目编码","项目名称","项目特征描述","计量\n单位",null,"工程量",null,"金额（元）"]
[{"$nulls":8},"综合单价","合价"]
[46,"030409002006","接地母线","1.名称:接地扁钢\n2.规格、型号:热镀锌扁钢 -40×4\n3.综合考虑完成该工艺的所有施工内容，详见设计图纸及相关规范等","m",null,"1002.26"]
[47,"030409003011","避雷引下线","1.名称:避雷引下线\n2.材质:镀锌扁钢\n3.规格:40*4\n4.断接卡子:含断接卡子\n5.综合考虑完成该工艺的所有施工内容，详见设计图纸及相关规范等","m",null,"107.23"]
[48,"030409003012","断接卡子","1.名称:断接卡子制作、安装\n2.材质:镀锌扁钢\n3.规格:40*4\n4.综合考虑完成该工艺的所有施工内容，详见设计图纸及相关规范等","套",null,"63"]
[49,"030411004011","接地线","1.名称:接地跨接线\n2.规格、型号:BVR-1×4\n3.综合考虑完成该工艺的所有施工内容，详见设计图纸及相关规范等","处",null,"908"]
[50,"040807003006","接地装置调试","1.名称:接地装置调试 接地网\n2.综合考虑完成该工艺的所有施工内容，详见设计图纸及相关规范等","系统",null,"10"]
[null,null,"【防雷接地】分部小计"]
[null,null,"   弱电系统"]
[51,"030404017020","配电箱","1.名称:监控防水箱\n2.综合考虑完成该工艺的所有施工内容，详见设计图纸及相关规范等","台",null,"5"]
[52,"030607006006","数据采集器","1.名称:数据采集器\n2.型号:符合设计需求及满足现场设备需求\n3.规格:225*160*44\n4.功能:设备安装及调试\n5.综合考虑完成该工艺的所有施工内容，详见设计图纸及相关规范等","套",null,"1"]
["本页小计"]
[{"$nulls":7},"第 8 页  共 12 页"]
["分部分项工程量清单与计价表"]
["工程名称：企石水厂分布式光伏发电项目-安装部分",{"$nulls":6},"(编制单位盖章)"]
["序号","项目编码","项目名称","项目特征描述","计量\n单位",null,"工程量",null,"金额（元）"]
[{"$nulls":8},"综合单价","合价"]
[53,"030502001006","机柜、机架","1.名称:网络机柜6U壁挂式\n2.规格:宽550*深400*高300\n3.安装方式:室内壁装\n4.综合考虑完成该工艺的所有施工内容，详见设计图纸及相关规范等","台",null,"1"]
[54,"030501012010","交换机","1.名称:交换机\n2.功能:32口，带POE\n3.综合考虑完成该工艺的所有施工内容，详见设计图纸及相关规范等","台",null,"1"]
[55,"030501012011","交换机","1.名称:交换机\n2.功能:8口，带POE\n3.综合考虑完成该工艺的所有施工内容，详见设计图纸及相关规范等","台",null,"5"]
[56,"040205020010","监控摄像机","1.类型:红外高清高速球机\n2.规格、型号:400w像素\n3.综合考虑完成该工艺的所有施工内容，详见设计图纸及相关规范等","台",null,"18"]
[57,"040205020011","摄像机支架","1.类型:摄像机支架（横梁上安装）\n2.规格、型号:按设备情况确定\n3.支架形式:壁挂式支架\n4.综合考虑完成该工艺的所有施工内容，详见设计图纸及相关规范等","台",null,"14"]
[58,"030412007001","球机大小杆","1.名称:球机大小杆\n2.内容:含球机大小杆、基础、底座、防水箱、斜撑、防雷接地装置等\n3.综合考虑完成该工艺的所有施工内容，详见设计图纸及相关规范等","套",null,"4"]
[59,"030506008006","视频系统调试","1.名称:安全防范分系统调试 电视监控系统 摄像机\n2.综合考虑完成该工艺的所有施工内容，详见设计图纸及相关规范等","系统",null,"18"]
[60,"030409010006","浪涌保护器","1.名称:浪涌保护器\n2.综合考虑完成该工艺的所有施工内容，详见设计图纸及相关规范等","个",null,"18"]
["本页小计"]
[{"$nulls":7},"第 9 页  共 12 页"]
["分部分项工程量清单与计价表"]
["工程名称：企石水厂分布式光伏发电项目-安装部分",{"$nulls":6},"(编制单位盖章)"]
["序号","项目编码","项目名称","项目特征描述","计量\n单位",null,"工程量",null,"金额（元）"]
[{"$nulls":8},"综合单价","合价"]
[61,"030501010006","光纤收发器","1.名称:光纤收发器\n2.类别:千兆单模单纤\n3.综合考虑完成该工艺的所有施工内容，详见设计图纸及相关规范等","台",null,"6"]
[62,"030502009006","尾纤","1.名称:尾纤\n2.类别:单模单纤\n3.综合考虑完成该工艺的所有施工内容，详见设计图纸及相关规范等","条",null,"6"]
[63,"030502007006","光缆","1.名称:光缆\n2.规格:6芯\n3.综合考虑完成该工艺的所有施工内容，详见设计图纸及相关规范等","m",null,"598.47"]
[64,"030502005006","双绞线缆","1.名称:双绞线缆\n2.规格:超六类网线\n3.线缆对数:CAT6E\n4.敷设方式:管槽内安装\n5.综合考虑完成该工艺的所有施工内容，详见设计图纸及相关规范等","m",null,"517.21"]
[65,"030411001011","配管","1.名称:PVC电线管\n2.规格、型号:Φ25\n3.敷设方式:综合考虑\n4.综合考虑完成该工艺的所有施工内容，详见设计图纸及相关规范等","m",null,"1435.73"]
[66,"030411004012","配线","1.名称:配线\n2.型号:ZR-RVSP\n3.规格:2*1.5\n4.材质:铜\n5.综合考虑完成该工艺的所有施工内容，详见设计图纸及相关规范等","m",null,"326.65"]
[67,"030411006010","接线盒","1.名称:接线盒安装 普通接线盒 明装\n2.综合考虑完成该工艺的所有施工内容，详见设计图纸及相关规范等","个",null,"18"]
[null,null,"【弱电系统】分部小计"]
[null,null,"   清洗系统"]
["本页小计"]
[{"$nulls":7},"第 10 页  共 12 页"]
["分部分项工程量清单与计价表"]
["工程名称：企石水厂分布式光伏发电项目-安装部分",{"$nulls":6},"(编制单位盖章)"]
["序号","项目编码","项目名称","项目特征描述","计量\n单位",null,"工程量",null,"金额（元）"]
[{"$nulls":8},"综合单价","合价"]
[68,"030901011006","给水栓","1.安装方式:给水栓\n2.型号、规格:DN32\n3.综合考虑完成该工艺的所有施工内容，详见设计图纸及相关规范等","套",null,"12"]
[69,"030109012006","增压泵","1.名称:增压泵\n2.型号:电压：220V  进出口径：DN32    扬程：≥25m\n3.功能:设备安装及调试\n4.综合考虑完成该工艺的所有施工内容，详见设计图纸及相关规范等","台",null,"2"]
[70,"031001006011","塑料管","1.名称:PPR给水管\n2.规格、型号:DN32\n3.连接形式:热熔\n4.综合考虑完成该工艺的所有施工内容，详见设计图纸及相关规范等","m",null,"328.51"]
[71,"031003013006","水表","1.名称:水表组\n2.规格、型号:DN32\n3.连接形式:热熔\n4.其他:包含1个水表，1个截止阀\n5.综合考虑完成该工艺的所有施工内容，详见设计图纸及相关规范等","组",null,"2"]
[72,"031003001011","截止阀","1.类型:截止阀\n2.规格、压力等级:DN32\n3.综合考虑完成该工艺的所有施工内容，详见设计图纸及相关规范等","个",null,"2"]
[73,"031003001012","止回阀","1.类型:止回阀\n2.规格、压力等级:DN32\n3.综合考虑完成该工艺的所有施工内容，详见设计图纸及相关规范等","个",null,"2"]
[74,"030601002006","压力仪表","1.类型:压力表\n2.综合考虑完成该工艺的所有施工内容，详见设计图纸及相关规范等","台",null,"2"]
[75,"031002001006","管道支架","1.材质:管道支架\n2.管架形式:综合考虑\n3.综合考虑完成该工艺的所有施工内容，详见设计图纸及相关规范等","kg",null,"31.85"]
["本页小计"]
[{"$nulls":7},"第 11 页  共 12 页"]
["分部分项工程量清单与计价表"]
["工程名称：企石水厂分布式光伏发电项目-安装部分",{"$nulls":6},"(编制单位盖章)"]
["序号","项目编码","项目名称","项目特征描述","计量\n单位",null,"工程量",null,"金额（元）"]
[{"$nulls":8},"综合单价","合价"]
[76,"030901013006","灭火器","1.名称:手提式灭火器\n2.类别:水基型MQ6\n3.规格、型号:含2具灭火器一个箱体\n4.综合考虑完成该工艺的所有施工内容，详见设计图纸及相关规范等","具",null,"18"]
[77,"031001006012","塑料管","1.安装部位:室外塑料排水管\n2.介质:雨水\n3.材质、规格:PVC-100\n4.连接形式:粘接\n5.综合考虑完成该工艺的所有施工内容，详见设计图纸及相关规范等","m",null,"7.8"]
[null,null,"【清洗系统】分部小计"]
[null,null,"   防护措施及物探"]
[78,"030310004005","物探费","1.名称:开挖管道探测费\n2.综合考虑完成该工艺的所有施工内容，详见设计图纸及相关规范等","m",null,"186.03"]
[null,null,"【防护措施及物探】分部小计"]
{"$rows_empty":14}
["本页小计"]
["合  计"]
[{"$nulls":7},"第 12 页  共 12 页"]

{"sheet":"工程量清单总价表【石碣水厂分布式光伏发电项目-装饰钢结构部","index":25,"n_rows":38,"n_cols":5,"rows_kept":38,"merged":[[0,0,0,4],[1,0,1,2],[1,3,1,4],[2,0,2,2],[36,0,36,1],[37,0,37,4]]}
["工程量清单总价表"]
[{"$nulls":3},"编制单位盖章："]
["工程名称：石碣水厂分布式光伏发电项目-装饰钢结构部分",{"$nulls":3},"第 1 页  共 1 页"]
["序号","项目名称","取费基数","费率(%)","金额:(元)"]
["1","分部分项合计","FBFXHJ"]
["1.1","混凝土及钢筋混凝土工程"]
["1.2","A.6金属结构工程"]
["1.3","A.16拆除工程"]
["2","措施合计","_AQWMSGF+_QTCSF"]
["2.1","绿色施工安全防护措施费","AQWMSGF"]
["2.2","其他措施费","QTCSF"]
["3","其他项目","QTXMHJ"]
["3.1","暂列金额","ZLJE"]
["3.2","暂估价","ZGJHJ"]
["3.3","计日工","JRG"]
["3.4","总承包服务费","ZCBFWF"]
["3.5","预算包干费","YSBGF"]
["3.6","工程优质费","GCYZF"]
["3.7","概算幅度差","GSFDC"]
["3.8","索赔费用","SPFY"]
["3.9","现场签证费用","XCQZFY"]
["3.10","其他费用","QTFY"]
["4","税前工程造价","_FHJ+_CHJ+_QTXM"]
["5","增值税销项税额","_FHJ+_CHJ+_QTXM"]
["6","总造价","_FHJ+_CHJ+_QTXM+_SJ"]
["7","人工费","RGF+JSCS_RGF"]
{"$rows_empty":11}
["编制人：                                   证号：                                 编制日期："]

{"sheet":"工程量清单综合单价报价表-1【石碣水厂分布式光伏发电项目-","index":26,"n_rows":71,"n_cols":8,"rows_kept":71,"merged":[[0,0,0,7],[1,0,1,4],[1,5,1,7],[2,0,2,4],[2,6,2,7],[3,0,4,0],[3,1,4,1],[3,2,4,2],[3,3,4,3],[3,4,4,4],[3,5,4,5],[3,6,3,7],[5,2,5,3],[13,2,13,3],[14,2,14,3],[15,0,15,6],[16,0,16,7],[17,0,17,7],[18,0,18,4],[18,5,18,7],[19,0,19,4],[19,6,19,7],[20,0,21,0],[20,1,21,1],[20,2,21,2],[20,3,21,3],[20,4,21,4],[20,5,21,5],[20,6,20,7],[26,0,26,6],[27,0,27,7],[28,0,28,7],[29,0,29,4],[29,5,29,7],[30,0,30,4],[30,6,30,7],[31,0,32,0],[31,1,32,1],[31,2,32,2],[31,3,32,3],[31,4,32,4],[31,5,32,5],[31,6,31,7],[38,0,38,6],[39,0,39,7],[40,0,40,7],[41,0,41,4],[41,5,41,7],[42,0,42,4],[42,6,42,7],[43,0,44,0],[43,1,44,1],[43,2,44,2],[43,3,44,3],[43,4,44,4],[43,5,44,5],[43,6,43,7],[52,0,52,6],[53,0,53,7],[54,0,54,7],[55,0,55,4],[55,5,55,7],[56,0,56,4],[56,6,56,7],[57,0,58,0],[57,1,58,1],[57,2,58,2],[57,3,58,3],[57,4,58,4],[57,5,58,5],[57,6,57,7],[64,2,64,3],[65,2,65,3],[67,2,67,3],[68,0,68,6],[69,0,69,6],[70,0,70,7]]}
["工程量清单综合单价报价表"]
[{"$nulls":5},"编制单位盖章："]
["工程名称：石碣水厂分布式光伏发电项目-装饰钢结构部分",{"$nulls":5},"第 1 页  共 5 页"]
["序号","项目编码","项目名称","项目特征描述","计量\n单位","工程数量","金额（元）"]
[{"$nulls":6},"综合单价","合价"]
[null,null," 混凝土及钢筋混凝土工程"]
[1,"010509002003","支墩","1.支墩\n2.混凝土强度等级:C25\n3.含模板制作安装\n4.其他:按技术规范及设计图纸完成清单项目所需的一切相关工作","m3","9.42"]
[2,"010515001006","现浇构件钢筋","1.钢筋种类、规格:现浇构件带肋钢筋 φ12-16\n2.其他:按技术规范及设计图纸完成清单项目所需的一切相关工作","t","0.17"]
[3,"010515001007","现浇构件钢筋","1.钢筋种类、规格:现浇构件箍筋 带肋钢筋(HRB400内) φ10以内\n2.其他:按技术规范及设计图纸完成清单项目所需的一切相关工作","t","0.22"]
[4,"010516001003","螺栓","1.螺栓种类:M12*200\n2.规格:U型地脚螺栓\n3.其他:按技术规范及设计图纸完成清单项目所需的一切相关工作","套","120"]
[5,"010902001009","立柱底座卷材防水","1.卷材品种、规格、厚度:3mm自粘型沥青卷材防水\n2.其他:按技术规范及设计图纸完成清单项目所需的一切相关工作","m2","33.91"]
[6,"010507007008","柱脚包封","1.混凝土种类:素混凝土\n2.混凝土强度等级:C25\n3.含模板制作安装\n4.其他:按技术规范及设计图纸完成清单项目所需的一切相关工作","m3","5.15"]
[7,"010902001010","柱脚包封防水","1.卷材品种、规格、厚度:3mm厚SBS防水卷材\n2.其他:按技术规范及设计图纸完成清单项目所需的一切相关工作","m2","77.28"]
[null,null,"【混凝土及钢筋混凝土工程】分部小计"]
[null,null,"A.6 金属结构工程"]
["本页小计"]
["编制人：                                   证号：                                 编制日期："]
["工程量清单综合单价报价表"]
[{"$nulls":5},"编制单位盖章："]
["工程名称：石碣水厂分布式光伏发电项目-装饰钢结构部分",{"$nulls":5},"第 2 页  共 5 页"]
["序号","项目编码","项目名称","项目特征描述","计量\n单位","工程数量","金额（元）"]
[{"$nulls":6},"综合单价","合价"]
[8,"010603001003","实腹钢柱","1.柱类型:U型钢柱\n2.钢材品种:S350GD+ZM275\n3.钢材规格:U52*41*2.5\n4.单根柱质量:3t以内\n5.包含柱脚端板、加劲板、三角连接件等\n6.其他:按技术规范及设计图纸完成清单项目所需的一切相关工作","t","0.171"]
[9,"010603002012","空腹钢柱","1.柱类型:镀锌矩管钢柱\n2.钢材品种:Q355B\n3.钢材规格:口150*100*5\n4.单根柱质量:3t以内\n5.包含柱脚端板、加劲板、三角连接件等\n6.其他:按技术规范及设计图纸完成清单项目所需的一切相关工作","t","9.932"]
[10,"010604001017","钢梁","1.梁类型:U型钢梁\n2.钢材品种:S350GD+ZM275\n3.钢材规格:U52*41*2.5\n4.单根质量:1.5t以内\n5.包含安全绳固定件及加劲肋等\n6.其他:按技术规范及设计图纸完成清单项目所需的一切相关工作","t","1.233"]
[11,"010604001018","钢梁","1.梁类型:镀锌矩管钢梁\n2.钢材品种:Q355B\n3.钢材规格:口140*80*5\n4.单根质量:1.5t以内\n5.包含安全绳固定件及加劲肋等\n6.其他:按技术规范及设计图纸完成清单项目所需的一切相关工作","t","0.666"]
["本页小计"]
["编制人：                                   证号：                                 编制日期："]
["工程量清单综合单价报价表"]
[{"$nulls":5},"编制单位盖章："]
["工程名称：石碣水厂分布式光伏发电项目-装饰钢结构部分",{"$nulls":5},"第 3 页  共 5 页"]
["序号","项目编码","项目名称","项目特征描述","计量\n单位","工程数量","金额（元）"]
[{"$nulls":6},"综合单价","合价"]
[12,"010604001019","钢梁","1.梁类型:镀锌矩管钢梁\n2.钢材品种:Q355B\n3.钢材规格:口150*100*5\n4.单根质量:1.5t以内\n5.包含安全绳固定件及加劲肋等\n6.其他:按技术规范及设计图纸完成清单项目所需的一切相关工作","t","2.063"]
[13,"010604001020","钢梁","1.梁类型:镀锌矩管钢梁\n2.钢材品种:Q355B\n3.钢材规格:口150*100*6\n4.单根质量:1.5t以内\n5.包含安全绳固定件及加劲肋等\n6.其他:按技术规范及设计图纸完成清单项目所需的一切相关工作","t","1.917"]
[14,"010604001021","钢梁","1.梁类型:镀锌矩管钢梁\n2.钢材品种:Q355B\n3.钢材规格:口180*100*6\n4.单根质量:1.5t以内\n5.包含安全绳固定件及加劲肋等\n6.其他:按技术规范及设计图纸完成清单项目所需的一切相关工作","t","3.168"]
[15,"010604001022","钢梁","1.梁类型:镀锌矩管钢梁\n2.钢材品种:Q355B\n3.钢材规格:口200*100*6\n4.单根质量:1.5t以内\n5.包含安全绳固定件及加劲肋等\n6.其他:按技术规范及设计图纸完成清单项目所需的一切相关工作","t","7.263"]
[16,"010606002016","钢檩条","1.构件类型:镀锌矩管檩条\n2.钢材品种:Q355B\n3.钢材规格:口100*50*5\n4.其他:按技术规范及设计图纸完成清单项目所需的一切相关工作","t","9.321"]
["本页小计"]
["编制人：                                   证号：                                 编制日期："]
["工程量清单综合单价报价表"]
[{"$nulls":5},"编制单位盖章："]
["工程名称：石碣水厂分布式光伏发电项目-装饰钢结构部分",{"$nulls":5},"第 4 页  共 5 页"]
["序号","项目编码","项目名称","项目特征描述","计量\n单位","工程数量","金额（元）"]
[{"$nulls":6},"综合单价","合价"]
[17,"010606002017","钢檩条","1.构件类型:镀锌矩管檩条\n2.钢材品种:Q355B\n3.钢材规格:口140*80*5\n4.其他:按技术规范及设计图纸完成清单项目所需的一切相关工作","t","0.388"]
[18,"010606002018","钢檩条","1.构件类型:镀锌矩管檩条\n2.钢材品种:Q355B\n3.钢材规格:口80*40*5\n4.其他:按技术规范及设计图纸完成清单项目所需的一切相关工作","t","2.273"]
[19,"010606002019","钢檩条","1.构件类型:镀锌矩管檩条\n2.钢材品种:Q355B\n3.钢材规格:口80*40*6\n4.其他:按技术规范及设计图纸完成清单项目所需的一切相关工作","t","6.182"]
[20,"010606001033","系杆","1.构件类型:圆管系杆\n2.钢材品种:Q235B\n3.钢材规格:Φ89*3\n4.其他:按技术规范及设计图纸完成清单项目所需的一切相关工作","t","3.871"]
[21,"010606001034","斜撑","1.构件类型:U型斜撑\n2.钢材品种:S350GD+ZM275\n3.钢材规格:U52*41*2.5\n4.其他:按技术规范及设计图纸完成清单项目所需的一切相关工作","t","0.853"]
[22,"010606001035","钢支撑","1.构件类型:圆钢支撑\n2.钢材品种:Q235B\n3.钢材规格:Φ16\n4.其他:按技术规范及设计图纸完成清单项目所需的一切相关工作","t","1.559"]
[23,"010606001036","拉杆","1.构件类型:U型拉杆\n2.钢材品种:S350GD+ZM275\n3.钢材规格:U41*41*2.0\n4.其他:按技术规范及设计图纸完成清单项目所需的一切相关工作","t","0.206"]
["本页小计"]
["编制人：                                   证号：                                 编制日期："]
["工程量清单综合单价报价表"]
[{"$nulls":5},"编制单位盖章："]
["工程名称：石碣水厂分布式光伏发电项目-装饰钢结构部分",{"$nulls":5},"第 5 页  共 5 页"]
["序号","项目编码","项目名称","项目特征描述","计量\n单位","工程数量","金额（元）"]
[{"$nulls":6},"综合单价","合价"]
[24,"010606006007","维护通道","1.名称:维护通道\n2.盖板规格型号:S350GD+ZM275\n3.30*30*3方通(Q235)\n4.具体详见图纸CS-GF-05大样\n5.其他:按技术规范及设计图纸完成清单项目所需的一切相关工作","t","0.472"]
[25,"040602038019","M型水槽","1.名称:M型水槽\n2.材质:S350GD+ZM275\n3.具体详见图纸CS-GF-05大样\n4.其他:按技术规范及设计图纸完成清单项目所需的一切相关工作","m","2053.13"]
[26,"040602038020","横向水槽","1.名称:横向水槽\n2.材质:S350GD+ZM275\n3.具体详见图纸CS-GF-05大样\n4.其他:按技术规范及设计图纸完成清单项目所需的一切相关工作","m","904.30"]
[27,"040602038021","汇水槽","1.名称:汇水槽\n2.材质:S350GD+ZM275\n3.具体详见图纸CS-GF-05大样\n4.其他:按技术规范及设计图纸完成清单项目所需的一切相关工作","m","263.27"]
[28,"010516001010","螺栓","1.螺栓种类:M12化学锚栓\n2.其他:按技术规范及设计图纸完成清单项目所需的一切相关工作","套","584"]
[null,null,"【金属结构工程】分部小计"]
[null,null,"A.16 拆除工程"]
[29,"011607001007","原有屋面拆除","1.原有屋面拆除\n2.废料运距按15km考虑\n3.其他:按技术规范及设计图纸完成清单项目所需的一切相关工作","m2","70.04"]
[null,null,"【拆除工程】分部小计"]
["本页小计"]
["合  计"]
["编制人：                                   证号：                                 编制日期："]

{"sheet":"工程量清单报价汇总表【石碣水厂分布式光伏发电项目-安装部分】","index":27,"n_rows":22,"n_cols":7,"rows_kept":22,"merged":[[0,0,0,6],[1,0,1,2],[1,4,1,6],[2,2,2,4],[3,2,3,4],[4,2,4,4],[5,2,5,4],[6,2,6,4],[7,2,7,4],[8,2,8,4],[9,2,9,4],[10,2,10,4],[11,2,11,4],[12,2,12,4],[13,2,13,4],[14,2,14,4],[15,2,15,4],[16,2,16,4],[17,2,17,4],[18,2,18,4],[19,2,19,4],[20,2,20,4],[21,2,21,4],[22,2,22,4],[23,2,23,4],[24,2,24,4],[25,2,25,4],[26,2,26,4],[27,2,27,4],[28,2,28,4],[29,2,29,4],[30,2,30,4],[31,2,31,4],[32,2,32,4],[33,2,33,4],[34,2,34,4],[35,2,35,4],[36,2,36,4]]}
["工程量清单报价汇总表"]
["工程名称：石碣水厂分布式光伏发电项目-安装部分",{"$nulls":3},"第 1 页  共 1 页"]
["序号","费用名称","基数说明",null,null,"费率(%)","金额"]
["1","分部分项合计","分部分项合计"]
["2","措施合计","绿色施工安全防护措施费+其他措施费"]
["2.1","绿色施工安全防护措施费","安全及文明施工措施费"]
["2.2","其他措施费","其他措施费"]
["3","其他项目","其他项目合计"]
["3.1","暂列金额","暂列金额"]
["3.2","暂估价","暂估价合计"]
["3.3","计日工","计日工"]
["3.4","总承包服务费","总承包服务费"]
["3.5","预算包干费","预算包干费"]
["3.6","工程优质费","工程优质费"]
["3.7","概算幅度差","概算幅度差"]
["3.8","索赔费用","索赔费用"]
["3.9","现场签证费用","现场签证费用"]
["3.10","其他费用","其他费用"]
["4","税前工程造价","分部分项合计+措施合计+其他项目"]
["5","增值税销项税额","分部分项合计+措施合计+其他项目"]
["6","总造价","分部分项合计+措施合计+其他项目+增值税销项税额"]
["7","人工费","分部分项人工费+技术措施项目人工费+机上人工费"]

{"sheet":"分部分项工程量清单与计价表【石碣水厂分布式光伏发电项目-安","index":28,"n_rows":172,"n_cols":10,"rows_kept":172,"merged":[[0,0,0,9],[1,0,1,4],[1,5,1,6],[1,7,1,9],[2,0,3,0],[2,1,3,1],[2,2,3,2],[2,3,3,3],[2,4,3,5],[2,6,3,7],[2,8,2,9],[4,2,4,3],[4,4,4,5],[4,6,4,7],[5,2,5,3],[5,4,5,5],[5,6,5,7],[6,4,6,5],[6,6,6,7],[7,4,7,5],[7,6,7,7],[8,4,8,5],[8,6,8,7],[9,4,9,5],[9,6,9,7],[10,4,10,5],[10,6,10,7],[11,0,11,8],[12,0,12,4],[12,5,12,6],[12,7,12,9],[13,0,13,9],[14,0,14,4],[14,5,14,6],[14,7,14,9],[15,0,16,0],[15,1,16,1],[15,2,16,2],[15,3,16,3],[15,4,16,5],[15,6,16,7],[15,8,15,9],[17,4,17,5],[17,6,17,7],[18,4,18,5],[18,6,18,7],[19,4,19,5],[19,6,19,7],[20,4,20,5],[20,6,20,7],[21,4,21,5],[21,6,21,7],[22,4,22,5],[22,6,22,7],[23,0,23,8],[24,0,24,4],[24,5,24,6],[24,7,24,9],[25,0,25,9],[26,0,26,4],[26,5,26,6],[26,7,26,9],[27,0,28,0],[27,1,28,1],[27,2,28,2],[27,3,28,3],[27,4,28,5],[27,6,28,7],[27,8,27,9],[29,4,29,5],[29,6,29,7],[30,4,30,5],[30,6,30,7],[31,4,31,5],[31,6,31,7],[32,4,32,5],[32,6,32,7],[33,4,33,5],[33,6,33,7],[34,4,34,5],[34,6,34,7],[35,0,35,8],[36,0,36,4],[36,5,36,6],[36,7,36,9],[37,0,37,9],[38,0,38,4],[38,5,38,6],[38,7,38,9],[39,0,40,0],[39,1,40,1],[39,2,40,2],[39,3,40,3],[39,4,40,5],[39,6,40,7],[39,8,39,9],[41,4,41,5],[41,6,41,7],[42,4,42,5],[42,6,42,7],[43,4,43,5],[43,6,43,7],[44,4,44,5],[44,6,44,7],[45,4,45,5],[45,6,45,7],[46,4,46,5],[46,6,46,7],[47,4,47,5],[47,6,47,7],[48,0,48,8],[49,0,49,4],[49,5,49,6],[49,7,49,9],[50,0,50,9],[51,0,51,4],[51,5,51,6],[51,7,51,9],[52,0,53,0],[52,1,53,1],[52,2,53,2],[52,3,53,3],[52,4,53,5],[52,6,53,7],[52,8,52,9],[54,4,54,5],[54,6,54,7],[55,4,55,5],[55,6,55,7],[56,4,56,5],[56,6,56,7],[57,4,57,5],[57,6,57,7],[58,4,58,5],[58,6,58,7],[59,4,59,5],[59,6,59,7],[60,4,60,5],[60,6,60,7],[61,0,61,8],[62,0,62,4],[62,5,62,6],[62,7,62,9],[63,0,63,9],[64,0,64,4],[64,5,64,6],[64,7,64,9],[65,0,66,0],[65,1,66,1],[65,2,66,2],[65,3,66,3],[65,4,66,5],[65,6,66,7],[65,8,65,9],[67,4,67,5],[67,6,67,7],[68,4,68,5],[68,6,68,7],[69,4,69,5],[69,6,69,7],[70,4,70,5],[70,6,70,7],[71,4,71,5],[71,6,71,7],[72,4,72,5],[72,6,72,7],[73,4,73,5],[73,6,73,7],[74,0,74,8],[75,0,75,4],[75,5,75,6],[75,7,75,9],[76,0,76,9],[77,0,77,4],[77,5,77,6],[77,7,77,9],[78,0,79,0],[78,1,79,1],[78,2,79,2],[78,3,79,3],[78,4,79,5],[78,6,79,7],[78,8,78,9],[80,4,80,5],[80,6,80,7],[81,4,81,5],[81,6,81,7],[82,2,82,3],[82,4,82,5],[82,6,82,7],[83,2,83,3],[83,4,83,5],[83,6,83,7],[84,4,84,5],[84,6,84,7],[85,4,85,5],[85,6,85,7],[86,4,86,5],[86,6,86,7],[87,4,87,5],[87,6,87,7],[88,0,88,8],[89,0,89,4],[89,5,89,6],[89,7,89,9],[90,0,90,9],[91,0,91,4],[91,5,91,6],[91,7,91,9],[92,0,93,0],[92,1,93,1],[92,2,93,2],[92,3,93,3],[92,4,93,5],[92,6,93,7],[92,8,92,9],[94,4,94,5],[94,6,94,7],[95,2,95,3],[95,4,95,5],[95,6,95,7],[96,2,96,3],[96,4,96,5],[96,6,96,7],[97,4,97,5],[97,6,97,7],[98,4,98,5],[98,6,98,7],[99,4,99,5],[99,6,99,7],[100,4,100,5],[100,6,100,7],[101,4,101,5],[101,6,101,7],[102,2,102,3],[102,4,102,5],[102,6,102,7],[103,2,103,3],[103,4,103,5],[103,6,103,7],[104,4,104,5],[104,6,104,7],[105,0,105,8],[106,0,106,4],[106,5,106,6],[106,7,106,9],[107,0,107,9],[108,0,108,4],[108,5,108,6],[108,7,108,9],[109,0,110,0],[109,1,110,1],[109,2,110,2],[109,3,110,3],[109,4,110,5],[109,6,110,7],[109,8,109,9],[111,4,111,5],[111,6,111,7],[112,4,112,5],[112,6,112,7],[113,4,113,5],[113,6,113,7],[114,4,114,5],[114,6,114,7],[115,4,115,5],[115,6,115,7],[116,4,116,5],[116,6,116,7],[117,4,117,5],[117,6,117,7],[118,0,118,8],[119,0,119,4],[119,5,119,6],[119,7,119,9],[120,0,120,9],[121,0,121,4],[121,5,121,6],[121,7,121,9],[122,0,123,0],[122,1,123,1],[122,2,123,2],[122,3,123,3],[122,4,123,5],[122,6,123,7],[122,8,122,9],[124,4,124,5],[124,6,124,7],[125,4,125,5],[125,6,125,7],[126,4,126,5],[126,6,126,7],[127,4,127,5],[127,6,127,7],[128,4,128,5],[128,6,128,7],[129,4,129,5],[129,6,129,7],[130,4,130,5],[130,6,130,7],[131,4,131,5],[131,6,131,7],[132,0,132,8],[133,0,133,4],[133,5,133,6],[133,7,133,9],[134,0,134,9],[135,0,135,4],[135,5,135,6],[135,7,135,9],[136,0,137,0],[136,1,137,1],[136,2,137,2],[136,3,137,3],[136,4,137,5],[136,6,137,7],[136,8,136,9],[138,4,138,5],[138,6,138,7],[139,2,139,3],[139,4,139,5],[139,6,139,7],[140,2,140,3],[140,4,140,5],[140,6,140,7],[141,4,141,5],[141,6,141,7],[142,4,142,5],[142,6,142,7],[143,4,143,5],[143,6,143,7],[144,4,144,5],[144,6,144,7],[145,4,145,5],[145,6,145,7],[146,4,146,5],[146,6,146,7],[147,0,147,8],[148,0,148,4],[148,5,148,6],[148,7,148,9],[149,0,149,9],[150,0,150,4],[150,5,150,6],[150,7,150,9],[151,0,152,0],[151,1,152,1],[151,2,152,2],[151,3,152,3],[151,4,152,5],[151,6,152,7],[151,8,151,9],[153,4,153,5],[153,6,153,7],[154,4,154,5],[154,6,154,7],[155,4,155,5],[155,6,155,7],[156,4,156,5],[156,6,156,7],[157,2,157,3],[157,4,157,5],[157,6,157,7],[158,2,158,3],[158,4,158,5],[158,6,158,7],[159,4,159,5],[159,6,159,7],[160,2,160,3],[160,4,160,5],[160,6,160,7],[161,4,161,5],[161,6,161,7],[162,4,162,5],[162,6,162,7],[163,4,163,5],[163,6,163,7],[164,4,164,5],[164,6,164,7],[165,4,165,5],[165,6,165,7],[166,4,166,5],[166,6,166,7],[167,4,167,5],[167,6,167,7],[168,4,168,5],[168,6,168,7],[169,0,169,8],[170,0,170,8],[171,0,171,4],[171,5,171,6],[171,7,171,9]]}
["分部分项工程量清单与计价表"]
["工程名称：石碣水厂分布式光伏发电项目-安装部分",{"$nulls":6},"(编制单位盖章)"]
["序号","项目编码","项目名称","项目特征描述","计量\n单位",null,"工程量",null,"金额（元）"]
[{"$nulls":8},"综合单价","合价"]
[null,null,"   电气系统"]
[null,null,"   光伏系统"]
[1,"031006005010","620Wp单晶硅光伏组件","1.名称:单晶硅光伏组件\n2.型号:620Wp,组件尺寸：2382*1134*30mm\n3.含铝合金6063-T5压块\n4.本体工程及附件安装\n5.综合考虑完成该工艺的所有施工内容，详见设计图纸及相关规范等\n6.池面上组件","块",null,"131"]
[2,"031006005011","620Wp单晶硅光伏组件","1.名称:单晶硅光伏组件\n2.型号:620Wp,组件尺寸：2382*1134*30mm\n3.含铝合金6063-T5压块\n4.本体工程及附件安装\n5.综合考虑完成该工艺的所有施工内容，详见设计图纸及相关规范等\n6.屋面上组件","块",null,"817"]
[3,"030405002020","光伏逆变器","1.名称:30kW逆变器\n2.规格、型号:最大输入电压：1100V 额定电网电压：400Vac\n3.本体工程及附件安装\n4.综合考虑完成该工艺的所有施工内容，详见设计图纸及相关规范等","台",null,"4"]
[4,"030405002021","光伏逆变器","1.名称:36kW逆变器\n2.规格、型号:最大输入电压：1100V 额定电网电压：400Vac\n3.本体工程及附件安装\n4.综合考虑完成该工艺的所有施工内容，详见设计图纸及相关规范等","台",null,"3"]
[5,"030405002022","光伏逆变器","1.名称:40kW逆变器\n2.规格、型号:最大输入电压：1100V 额定电网电压：400Vac\n3.本体工程及附件安装\n4.综合考虑完成该工艺的所有施工内容，详见设计图纸及相关规范等","台",null,"3"]
["本页小计"]
[{"$nulls":7},"第 1 页  共 12 页"]
["分部分项工程量清单与计价表"]
["工程名称：石碣水厂分布式光伏发电项目-安装部分",{"$nulls":6},"(编制单位盖章)"]
["序号","项目编码","项目名称","项目特征描述","计量\n单位",null,"工程量",null,"金额（元）"]
[{"$nulls":8},"综合单价","合价"]
[6,"030405002023","光伏逆变器","1.名称:50kW逆变器\n2.规格、型号:最大输入电压：1100V 额定电网电压：400Vac\n3.本体工程及附件安装\n4.综合考虑完成该工艺的所有施工内容，详见设计图纸及相关规范等","台",null,"1"]
[7,"030405002024","光伏逆变器","1.名称:150kW逆变器\n2.规格、型号:最大输入电压：1100V 额定电网电压：400Vac\n3.本体工程及附件安装\n4.综合考虑完成该工艺的所有施工内容，详见设计图纸及相关规范等","台",null,"1"]
[8,"030404017021","汇流箱 2进1出","1.名称:汇流箱 2进1出\n2.本体工程及附件安装\n3.综合考虑完成该工艺的所有施工内容，详见设计图纸及相关规范等","台",null,"3"]
[9,"030404017022","汇流箱 5进1出","1.名称:汇流箱 5进1出\n2.本体工程及附件安装\n3.综合考虑完成该工艺的所有施工内容，详见设计图纸及相关规范等","台",null,"1"]
[10,"030408001041","电力电缆","1.名称:光伏电缆\n2.规格、型号:PV1-F 1x4\n3.敷设方式:综合考虑\n4.综合考虑完成该工艺的所有施工内容，详见设计图纸及相关规范等","m",null,"4260.4"]
[11,"030408001042","电力电缆","1.名称:电力电缆 \n2.型号:ZRC-YJV\n3.规格:4*16\n4.材质:铜芯\n5.电压等级(kV):0.6/1kV\n6.综合考虑完成该工艺的所有施工内容，详见设计图纸及相关规范等","m",null,"142.77"]
["本页小计"]
[{"$nulls":7},"第 2 页  共 12 页"]
["分部分项工程量清单与计价表"]
["工程名称：石碣水厂分布式光伏发电项目-安装部分",{"$nulls":6},"(编制单位盖章)"]
["序号","项目编码","项目名称","项目特征描述","计量\n单位",null,"工程量",null,"金额（元）"]
[{"$nulls":8},"综合单价","合价"]
[12,"030408001043","电力电缆","1.名称:电力电缆 \n2.型号:ZRC-YJV\n3.规格:3*35+1*16\n4.材质:铜芯\n5.电压等级(kV):0.6/1kV\n6.综合考虑完成该工艺的所有施工内容，详见设计图纸及相关规范等","m",null,"321.74"]
[13,"030408001044","电力电缆","1.名称:电力电缆 \n2.型号:ZRC-YJV\n3.规格:3*150+1*75\n4.材质:铜芯\n5.电压等级(kV):0.6/1kV\n6.综合考虑完成该工艺的所有施工内容，详见设计图纸及相关规范等","m",null,"131.58"]
[14,"030408001045","电力电缆","1.名称:电力电缆 \n2.型号:ZRC-YJV\n3.规格:3*185+1*95\n4.材质:铜芯\n5.电压等级(kV):0.6/1kV\n6.综合考虑完成该工艺的所有施工内容，详见设计图纸及相关规范等","m",null,"36.75"]
[15,"030408001046","电力电缆","1.名称:电力电缆 \n2.型号:ZRC-YJV\n3.规格:3*300+1*150\n4.材质:铜芯\n5.电压等级(kV):0.6/1kV\n6.综合考虑完成该工艺的所有施工内容，详见设计图纸及相关规范等","m",null,"25.82"]
[16,"030408006027","电力电缆头","1.名称:电缆终端头\n2.规格、型号:16mm2以下\n3.综合考虑完成该工艺的所有施工内容，详见设计图纸及相关规范等","个",null,"22"]
[17,"030408006028","电力电缆头","1.名称:电缆终端头\n2.规格、型号:35mm2以下\n3.综合考虑完成该工艺的所有施工内容，详见设计图纸及相关规范等","个",null,"6"]
["本页小计"]
[{"$nulls":7},"第 3 页  共 12 页"]
["分部分项工程量清单与计价表"]
["工程名称：石碣水厂分布式光伏发电项目-安装部分",{"$nulls":6},"(编制单位盖章)"]
["序号","项目编码","项目名称","项目特征描述","计量\n单位",null,"工程量",null,"金额（元）"]
[{"$nulls":8},"综合单价","合价"]
[18,"030408006029","电力电缆头","1.名称:电缆终端头\n2.规格、型号:185mm2以下\n3.综合考虑完成该工艺的所有施工内容，详见设计图纸及相关规范","个",null,"4"]
[19,"030408006030","电力电缆头","1.名称:电缆终端头\n2.规格、型号:2300mm2以下\n3.综合考虑完成该工艺的所有施工内容，详见设计图纸及相关规范","个",null,"4"]
[20,"030411003027","线槽（含辅件）","1.名称:线槽（含辅件）\n2.规格、型号:300*150*1.2\n3.含连接件等\n4.本体工程及附件安装\n5.综合考虑完成该工艺的所有施工内容，详见设计图纸及相关规范等","m",null,"12.46"]
[21,"030411003028","线槽（含辅件）","1.名称:线槽（含辅件）\n2.规格、型号:200×100*1.2\n3.含连接件等\n4.本体工程及附件安装\n5.综合考虑完成该工艺的所有施工内容，详见设计图纸及相关规范等","m",null,"118.62"]
[22,"030411003029","线槽（含辅件）","1.名称:线槽（含辅件）\n2.规格、型号:100×50*1.0\n3.含连接件等\n4.本体工程及附件安装\n5.综合考虑完成该工艺的所有施工内容，详见设计图纸及相关规范范等","m",null,"98.15"]
[23,"030411003030","线槽（含辅件）","1.名称:线槽（含辅件）\n2.规格、型号:50×50*1.0\n3.含连接件等\n4.本体工程及附件安装\n5.综合考虑完成该工艺的所有施工内容，详见设计图纸及相关规范范等","m",null,"138.98"]
[24,"030413001007","桥架支架","1.名称:桥架支架\n2.材质:铁构件\n3.规格:综合考虑\n4.综合考虑完成该工艺的所有施工内容，详见设计图纸及相关规范等","kg",null,"142.94"]
["本页小计"]
[{"$nulls":7},"第 4 页  共 12 页"]
["分部分项工程量清单与计价表"]
["工程名称：石碣水厂分布式光伏发电项目-安装部分",{"$nulls":6},"(编制单位盖章)"]
["序号","项目编码","项目名称","项目特征描述","计量\n单位",null,"工程量",null,"金额（元）"]
[{"$nulls":8},"综合单价","合价"]
[25,"030404004015","并网计量柜","1.名称:并网计量柜\n2.规格、型号:BWG1 P08，屏柜尺寸：800×800×2200\n3.含内部组件组装等\n4.本体工程及附件安装和槽钢支架等\n5.综合考虑完成该工艺的所有施工内容，详见设计图纸及相关规范等","台",null,"1"]
[26,"030414002007","送配电装置系统","1.名称:送配电装置系统\n2.综合考虑完成该工艺的所有施工内容，详见设计图纸及相关规范等","系统",null,"1"]
[27,"040205001005","电缆井","1.名称:电缆井\n2.规格尺寸:910*1225*1300\n3.水泥路面破除及恢复\n4.具体做法详图纸大样\n5.综合考虑完成该工艺的所有施工内容，详见设计图纸及相关规范等","座",null,"5"]
[28,"050307009013","标志牌","1.名称:标志牌\n2.类别:安健环详图、警示牌图、光伏发电站场应急处置卡\n3.规格、型号:1200*800\n4.综合考虑完成该工艺的所有施工内容，详见设计图纸及相关规范等","个",null,"7"]
[29,"050307009014","标志牌","1.名称:标志牌\n2.类别:0.4kV结线图\n3.综合考虑完成该工艺的所有施工内容，详见设计图纸及相关规范等","个",null,"1"]
[30,"040501004015","塑料管","1.名称:3孔埋管\n2.材质及规格:PVC110\n3.具体做法详图纸大样\n4.综合考虑完成该工艺的所有施工内容，详见设计图纸及相关规范等","m",null,"71.22"]
[31,"041001001006","拆除路面","1.材质:拆除路面\n2.厚度:25cm\n3.旧路面机械破除\n4.具体做法详图纸大样\n5.综合考虑完成该工艺的所有施工内容，详见设计图纸及相关规范等","m2",null,"41.36"]
["本页小计"]
[{"$nulls":7},"第 5 页  共 12 页"]
["分部分项工程量清单与计价表"]
["工程名称：石碣水厂分布式光伏发电项目-安装部分",{"$nulls":6},"(编制单位盖章)"]
["序号","项目编码","项目名称","项目特征描述","计量\n单位",null,"工程量",null,"金额（元）"]
[{"$nulls":8},"综合单价","合价"]
[32,"040101002016","挖沟槽土方","1.土壤类别:挖沟槽土方\n2.挖土深度:2m 内\n3.一二类土\n4.具体做法详图纸大样\n5.综合考虑完成该工艺的所有施工内容，详见设计图纸及相关规范等","m3",null,"54.02"]
[33,"040303001006","垫层","1.名称:垫层\n2.材质:石屑\n3.具体做法详图纸大样\n4.综合考虑完成该工艺的所有施工内容，详见设计图纸及相关规范等","m3",null,"5.77"]
[34,"040103001010","回填方","1.名称:回填方\n2.填方材料品种:回填用砂\n3.具体做法详图纸大样\n4.综合考虑完成该工艺的所有施工内容，详见设计图纸及相关规范等","m3",null,"14.47"]
[35,"040202003011","水泥稳定土","1.名称:回填方\n2.填方材料品种:集中拌合水泥石屑混合料 水泥含量 4%\n3.具体做法详图纸大样\n4.综合考虑完成该工艺的所有施工内容，详见设计图纸及相关规范等","m3",null,"8.69"]
[36,"040202003012","水泥稳定土","1.名称:回填方\n2.填方材料品种:集中拌合水泥石屑混合料 水泥含量 6%\n3.具体做法详图纸大样\n4.综合考虑完成该工艺的所有施工内容，详见设计图纸及相关规范等","m3",null,"12.04"]
[37,"040103001011","回填方","1.名称:回填方\n2.填方材料品种:原土\n3.具体做法详图纸大样\n4.综合考虑完成该工艺的所有施工内容，详见设计图纸及相关规范等","m3",null,"7.28"]
[38,"050402002006","现浇混凝土路面","1.名称:现浇混凝土路面\n2.厚度:25cm  C30\n3.具体做法详图纸大样\n4.综合考虑完成该工艺的所有施工内容，详见设计图纸及相关规范等","m2",null,"46.93"]
["本页小计"]
[{"$nulls":7},"第 6 页  共 12 页"]
["分部分项工程量清单与计价表"]
["工程名称：石碣水厂分布式光伏发电项目-安装部分",{"$nulls":6},"(编制单位盖章)"]
["序号","项目编码","项目名称","项目特征描述","计量\n单位",null,"工程量",null,"金额（元）"]
[{"$nulls":8},"综合单价","合价"]
[39,"040101002017","余方外运","1.土壤类别:余方外运\n2.运距:按15km考虑\n3.一二类土\n4.具体做法详图纸大样\n5.综合考虑完成该工艺的所有施工内容，详见设计图纸及相关规范等","m3",null,"53.99"]
[40,"040101002018","余方外运","1.土壤类别:余方外运\n2.运距:按15km考虑\n3.路面块料\n4.具体做法详图纸大样\n5.综合考虑完成该工艺的所有施工内容，详见设计图纸及相关规范等","m3",null,"10.34"]
[null,null,"【光伏系统】分部小计"]
[null,null,"   照明系统"]
[41,"030412001006","普通灯具","1.名称:普通灯具\n2.规格:28W\n3.综合考虑完成该工艺的所有施工内容，详见设计图纸及相关规范等","套",null,"4"]
[42,"030408001047","电力电缆","1.名称:电力电缆 \n2.型号:ZRA-YJV\n3.规格:3*2.5\n4.材质:铜芯\n5.电压等级(kV):0.6/1kV\n6.综合考虑完成该工艺的所有施工内容，详见设计图纸及相关规范等","m",null,"41.81"]
[43,"030404017023","配电箱","1.型号:照明配电箱\n2.规格:非标\n3.综合考虑完成该工艺的所有施工内容，详见设计图纸及相关规范等","台",null,"2"]
[44,"030411006011","接线盒","1.名称:接线盒\n2.材质:塑料\n3.规格:86型\n4.安装形式:明装\n5.综合考虑完成该工艺的所有施工内容，详见设计图纸及相关规范等","个",null,"4"]
["本页小计"]
[{"$nulls":7},"第 7 页  共 12 页"]
["分部分项工程量清单与计价表"]
["工程名称：石碣水厂分布式光伏发电项目-安装部分",{"$nulls":6},"(编制单位盖章)"]
["序号","项目编码","项目名称","项目特征描述","计量\n单位",null,"工程量",null,"金额（元）"]
[{"$nulls":8},"综合单价","合价"]
[45,"030411001012","配管","1.名称:JDG电线管\n2.规格、型号:Φ25\n3.敷设方式:综合考虑\n4.综合考虑完成该工艺的所有施工内容，详见设计图纸及相关规范等","m",null,"35.71"]
[null,null,"【照明系统】分部小计"]
[null,null,"   防雷接地"]
[46,"030409002007","接地母线","1.名称:接地扁钢\n2.规格、型号:热镀锌扁钢 -40×4\n3.综合考虑完成该工艺的所有施工内容，详见设计图纸及相关规范等","m",null,"776.14"]
[47,"030409003013","避雷引下线","1.名称:避雷引下线\n2.材质:镀锌扁钢\n3.规格:40*4\n4.断接卡子:含断接卡子\n5.综合考虑完成该工艺的所有施工内容，详见设计图纸及相关规范等","m",null,"46.55"]
[48,"030409003014","断接卡子","1.名称:断接卡子制作、安装\n2.材质:镀锌扁钢\n3.规格:40*4\n4.综合考虑完成该工艺的所有施工内容，详见设计图纸及相关规范等","套",null,"20"]
[49,"030411004013","接地线","1.名称:接地跨接线\n2.规格、型号:BVR-1×4\n3.综合考虑完成该工艺的所有施工内容，详见设计图纸及相关规范等","处",null,"948"]
[50,"040807003007","接地装置调试","1.名称:接地装置调试 接地网\n2.综合考虑完成该工艺的所有施工内容，详见设计图纸及相关规范等","系统",null,"8"]
[null,null,"【防雷接地】分部小计"]
[null,null,"   弱电系统"]
[51,"030404017024","配电箱","1.名称:监控防水箱\n2.综合考虑完成该工艺的所有施工内容，详见设计图纸及相关规范等","台",null,"6"]
["本页小计"]
[{"$nulls":7},"第 8 页  共 12 页"]
["分部分项工程量清单与计价表"]
["工程名称：石碣水厂分布式光伏发电项目-安装部分",{"$nulls":6},"(编制单位盖章)"]
["序号","项目编码","项目名称","项目特征描述","计量\n单位",null,"工程量",null,"金额（元）"]
[{"$nulls":8},"综合单价","合价"]
[52,"030607006007","数据采集器","1.名称:数据采集器\n2.型号:符合设计需求及满足现场设备需求\n3.规格:225*160*44\n4.功能:设备安装及调试\n5.综合考虑完成该工艺的所有施工内容，详见设计图纸及相关规范等","套",null,"1"]
[53,"030502001007","机柜、机架","1.名称:网络机柜6U壁挂式\n2.规格:宽550*深400*高300\n3.安装方式:室内壁装\n4.综合考虑完成该工艺的所有施工内容，详见设计图纸及相关规范等","台",null,"1"]
[54,"030501012012","交换机","1.名称:交换机\n2.功能:32口，带POE\n3.综合考虑完成该工艺的所有施工内容，详见设计图纸及相关规范等","台",null,"1"]
[55,"030501012013","交换机","1.名称:交换机\n2.功能:8口，带POE\n3.综合考虑完成该工艺的所有施工内容，详见设计图纸及相关规范等","台",null,"6"]
[56,"040205020012","监控摄像机","1.类型:红外高清高速球机\n2.规格、型号:400w像素\n3.综合考虑完成该工艺的所有施工内容，详见设计图纸及相关规范等","台",null,"11"]
[57,"040205020013","摄像机支架","1.类型:摄像机支架（横梁上安装）\n2.规格、型号:按设备情况确定\n3.支架形式:壁挂式支架\n4.综合考虑完成该工艺的所有施工内容，详见设计图纸及相关规范等","台",null,"11"]
[58,"030412007002","球机大小杆","1.名称:球机大小杆\n2.内容:含球机大小杆、基础、底座、防水箱、斜撑、防雷接地装置等\n3.综合考虑完成该工艺的所有施工内容，详见设计图纸及相关规范等","套",null,"2"]
["本页小计"]
[{"$nulls":7},"第 9 页  共 12 页"]
["分部分项工程量清单与计价表"]
["工程名称：石碣水厂分布式光伏发电项目-安装部分",{"$nulls":6},"(编制单位盖章)"]
["序号","项目编码","项目名称","项目特征描述","计量\n单位",null,"工程量",null,"金额（元）"]
[{"$nulls":8},"综合单价","合价"]
[59,"030506008007","视频系统调试","1.名称:安全防范分系统调试 电视监控系统 摄像机\n2.综合考虑完成该工艺的所有施工内容，详见设计图纸及相关规范等","系统",null,"11"]
[60,"030409010007","浪涌保护器","1.名称:浪涌保护器\n2.综合考虑完成该工艺的所有施工内容，详见设计图纸及相关规范等","个",null,"13"]
[61,"030501010007","光纤收发器","1.名称:光纤收发器\n2.类别:千兆单模单纤\n3.综合考虑完成该工艺的所有施工内容，详见设计图纸及相关规范等","台",null,"7"]
[62,"030502009007","尾纤","1.名称:尾纤\n2.类别:单模单纤\n3.综合考虑完成该工艺的所有施工内容，详见设计图纸及相关规范等","条",null,"11"]
[63,"030502007007","光缆","1.名称:光缆\n2.规格:6芯\n3.综合考虑完成该工艺的所有施工内容，详见设计图纸及相关规范等","m",null,"1462.21"]
[64,"030502005007","双绞线缆","1.名称:双绞线缆\n2.规格:超六类网线\n3.线缆对数:CAT6E\n4.敷设方式:管槽内安装\n5.综合考虑完成该工艺的所有施工内容，详见设计图纸及相关规范等","m",null,"280.93"]
[65,"030411001013","配管","1.名称:PVC电线管\n2.规格、型号:Φ25\n3.敷设方式:综合考虑\n4.综合考虑完成该工艺的所有施工内容，详见设计图纸及相关规范等","m",null,"1753.68"]
[66,"030411004014","配线","1.名称:配线\n2.型号:ZR-RVSP\n3.规格:2*1.5\n4.材质:铜\n5.综合考虑完成该工艺的所有施工内容，详见设计图纸及相关规范等","m",null,"10.55"]
["本页小计"]
[{"$nulls":7},"第 10 页  共 12 页"]
["分部分项工程量清单与计价表"]
["工程名称：石碣水厂分布式光伏发电项目-安装部分",{"$nulls":6},"(编制单位盖章)"]
["序号","项目编码","项目名称","项目特征描述","计量\n单位",null,"工程量",null,"金额（元）"]
[{"$nulls":8},"综合单价","合价"]
[67,"030411006012","接线盒","1.名称:接线盒安装 普通接线盒 明装\n2.综合考虑完成该工艺的所有施工内容，详见设计图纸及相关规范等","个",null,"11"]
[null,null,"【弱电系统】分部小计"]
[null,null,"   清洗系统"]
[68,"030901011007","给水栓","1.安装方式:给水栓\n2.型号、规格:DN32\n3.综合考虑完成该工艺的所有施工内容，详见设计图纸及相关规范等","套",null,"12"]
[69,"030109012007","增压泵","1.名称:增压泵\n2.型号:电压：220V  进出口径：DN32    扬程：≥25m\n3.功能:设备安装及调试\n4.综合考虑完成该工艺的所有施工内容，详见设计图纸及相关规范等","台",null,"5"]
[70,"031001006013","塑料管","1.名称:PPR给水管\n2.规格、型号:DN32\n3.连接形式:热熔\n4.综合考虑完成该工艺的所有施工内容，详见设计图纸及相关规范等","m",null,"280.26"]
[71,"031003013007","水表","1.名称:水表组\n2.规格、型号:DN32\n3.连接形式:热熔\n4.其他:包含1个水表，1个截止阀\n5.综合考虑完成该工艺的所有施工内容，详见设计图纸及相关规范等","组",null,"5"]
[72,"031003001013","截止阀","1.类型:截止阀\n2.规格、压力等级:DN32\n3.综合考虑完成该工艺的所有施工内容，详见设计图纸及相关规范等","个",null,"5"]
[73,"031003001014","止回阀","1.类型:止回阀\n2.规格、压力等级:DN32\n3.综合考虑完成该工艺的所有施工内容，详见设计图纸及相关规范等","个",null,"5"]
["本页小计"]
[{"$nulls":7},"第 11 页  共 12 页"]
["分部分项工程量清单与计价表"]
["工程名称：石碣水厂分布式光伏发电项目-安装部分",{"$nulls":6},"(编制单位盖章)"]
["序号","项目编码","项目名称","项目特征描述","计量\n单位",null,"工程量",null,"金额（元）"]
[{"$nulls":8},"综合单价","合价"]
[74,"030601002007","压力仪表","1.类型:压力表\n2.综合考虑完成该工艺的所有施工内容，详见设计图纸及相关规范等","台",null,"5"]
[75,"031002001007","管道支架","1.材质:管道支架\n2.管架形式:综合考虑\n3.综合考虑完成该工艺的所有施工内容，详见设计图纸及相关规范等","kg",null,"27.17"]
[76,"030901013007","灭火器","1.名称:手提式灭火器\n2.类别:水基型MQ6\n3.规格、型号:含2具灭火器一个箱体\n4.综合考虑完成该工艺的所有施工内容，详见设计图纸及相关规范等","具",null,"12"]
[77,"031001006014","塑料管","1.安装部位:室外塑料排水管\n2.介质:雨水\n3.材质、规格:PVC-100\n4.连接形式:粘接\n5.综合考虑完成该工艺的所有施工内容，详见设计图纸及相关规范等","m",null,"29.4"]
[null,null,"【清洗系统】分部小计"]
[null,null,"   防护措施及物探"]
[78,"030310004006","物探费","1.名称:开挖管道探测费\n2.综合考虑完成该工艺的所有施工内容，详见设计图纸及相关规范等","m",null,"71.22"]
[null,null,"【防护措施及物探】分部小计"]
{"$rows_empty":8}
["本页小计"]
["合  计"]
[{"$nulls":7},"第 12 页  共 12 页"]

{"sheet":"工程量清单总价表【凤岗第二水厂分布式光伏发电项目-装饰钢结","index":29,"n_rows":38,"n_cols":5,"rows_kept":38,"merged":[[0,0,0,4],[1,0,1,2],[1,3,1,4],[2,0,2,2],[36,0,36,1],[37,0,37,4]]}
["工程量清单总价表"]
[{"$nulls":3},"编制单位盖章："]
["工程名称：凤岗第二水厂分布式光伏发电项目-装饰钢结构部分厂",{"$nulls":3},"第 1 页  共 1 页"]
["序号","项目名称","取费基数","费率(%)","金额:(元)"]
["1","分部分项合计","FBFXHJ"]
["1.1","A.5混凝土及钢筋混凝土工程"]
["1.2","A.6金属结构工程"]
["1.3","A.9屋面及防水工程"]
["1.4","A.16拆除工程"]
["2","措施合计","_AQWMSGF+_QTCSF"]
["2.1","绿色施工安全防护措施费","AQWMSGF"]
["2.2","其他措施费","QTCSF"]
["3","其他项目","QTXMHJ"]
["3.1","暂列金额","ZLJE"]
["3.2","暂估价","ZGJHJ"]
["3.3","计日工","JRG"]
["3.4","总承包服务费","ZCBFWF"]
["3.5","预算包干费","YSBGF"]
["3.6","工程优质费","GCYZF"]
["3.7","概算幅度差","GSFDC"]
["3.8","索赔费用","SPFY"]
["3.9","现场签证费用","XCQZFY"]
["3.10","其他费用","QTFY"]
["4","税前工程造价","_FHJ+_CHJ+_QTXM"]
["5","增值税销项税额","_FHJ+_CHJ+_QTXM"]
["6","总造价","_FHJ+_CHJ+_QTXM+_SJ"]
["7","人工费","RGF+JSCS_RGF"]
{"$rows_empty":10}
["编制人：                                   证号：                                 编制日期："]

{"sheet":"工程量清单综合单价报价表-1【凤岗第二水厂分布式光伏发电项","index":30,"n_rows":97,"n_cols":8,"rows_kept":97,"merged":[[0,0,0,7],[1,0,1,4],[1,5,1,7],[2,0,2,4],[2,6,2,7],[3,0,4,0],[3,1,4,1],[3,2,4,2],[3,3,4,3],[3,4,4,4],[3,5,4,5],[3,6,3,7],[5,2,5,3],[8,2,8,3],[9,2,9,3],[13,0,13,6],[14,0,14,7],[15,0,15,7],[16,0,16,4],[16,5,16,7],[17,0,17,4],[17,6,17,7],[18,0,19,0],[18,1,19,1],[18,2,19,2],[18,3,19,3],[18,4,19,4],[18,5,19,5],[18,6,18,7],[26,0,26,6],[27,0,27,7],[28,0,28,7],[29,0,29,4],[29,5,29,7],[30,0,30,4],[30,6,30,7],[31,0,32,0],[31,1,32,1],[31,2,32,2],[31,3,32,3],[31,4,32,4],[31,5,32,5],[31,6,31,7],[40,0,40,6],[41,0,41,7],[42,0,42,7],[43,0,43,4],[43,5,43,7],[44,0,44,4],[44,6,44,7],[45,0,46,0],[45,1,46,1],[45,2,46,2],[45,3,46,3],[45,4,46,4],[45,5,46,5],[45,6,45,7],[51,2,51,3],[52,2,52,3],[54,2,54,3],[55,2,55,3],[57,0,57,6],[58,0,58,7],[59,0,59,7],[60,0,60,4],[60,5,60,7],[61,0,61,4],[61,6,61,7],[62,0,63,0],[62,1,63,1],[62,2,63,2],[62,3,63,3],[62,4,63,4],[62,5,63,5],[62,6,62,7],[64,2,64,3],[94,0,94,6],[95,0,95,6],[96,0,96,7]]}
["工程量清单综合单价报价表"]
[{"$nulls":5},"编制单位盖章："]
["工程名称：凤岗第二水厂分布式光伏发电项目-装饰钢结构部分厂",{"$nulls":5},"第 1 页  共 5 页"]
["序号","项目编码","项目名称","项目特征描述","计量\n单位","工程数量","金额（元）"]
[{"$nulls":6},"综合单价","合价"]
[null,null,"A.5 混凝土及钢筋混凝土工程"]
[1,"010507007009","柱脚包封","1.混凝土种类:素混凝土\n2.混凝土强度等级:C25\n3.含模板制作安装\n4.其他:按技术规范及设计图纸完成清单项目所需的一切相关工作","m3","3.65"]
[2,"010902001011","柱脚包封防水","1.卷材品种、规格、厚度:3mm厚SBS防水卷材\n2.其他:按技术规范及设计图纸完成清单项目所需的一切相关工作","m2","54.72"]
[null,null,"【混凝土及钢筋混凝土工程】分部小计"]
[null,null,"A.6 金属结构工程"]
[3,"010603002013","空腹钢柱","1.柱类型:镀锌矩管钢柱\n2.钢材品种:Q355B\n3.钢材规格:口100*6\n4.单根柱质量:3t以内\n5.包含柱脚端板、加劲板、三角连接件等\n6.其他:按技术规范及设计图纸完成清单项目所需的一切相关工作","t","1.62"]
[4,"010603002014","空腹钢柱","1.柱类型:镀锌矩管钢柱\n2.钢材品种:Q355B\n3.钢材规格:口150*100*4\n4.单根柱质量:3t以内\n5.包含柱脚端板、加劲板、三角连接件等\n6.其他:按技术规范及设计图纸完成清单项目所需的一切相关工作","t","2.411"]
[5,"010604001023","钢梁","1.梁类型:镀锌矩管钢梁\n2.钢材品种:Q355B\n3.钢材规格:口150*100*4\n4.单根质量:1.5t以内\n5.包含安全绳固定件及加劲肋等\n6.其他:按技术规范及设计图纸完成清单项目所需的一切相关工作","t","3.353"]
["本页小计"]
["编制人：                                   证号：                                 编制日期："]
["工程量清单综合单价报价表"]
[{"$nulls":5},"编制单位盖章："]
["工程名称：凤岗第二水厂分布式光伏发电项目-装饰钢结构部分厂",{"$nulls":5},"第 2 页  共 5 页"]
["序号","项目编码","项目名称","项目特征描述","计量\n单位","工程数量","金额（元）"]
[{"$nulls":6},"综合单价","合价"]
[6,"010604001024","钢梁","1.梁类型:镀锌矩管钢梁\n2.钢材品种:Q355B\n3.钢材规格:口160*80*5\n4.单根质量:1.5t以内\n5.包含安全绳固定件及加劲肋等\n6.其他:按技术规范及设计图纸完成清单项目所需的一切相关工作","t","0.515"]
[7,"010604001025","钢梁","1.梁类型:镀锌矩管钢梁\n2.钢材品种:Q355B\n3.钢材规格:口180*100*4\n4.单根质量:1.5t以内\n5.包含安全绳固定件及加劲肋等\n6.其他:按技术规范及设计图纸完成清单项目所需的一切相关工作","t","5.593"]
[8,"010606001037","钢支撑","1.构件类型:圆钢支撑\n2.钢材品种:Q235B\n3.钢材规格:Φ16\n4.其他:按技术规范及设计图纸完成清单项目所需的一切相关工作","t","0.822"]
[9,"010606001038","系杆","1.构件类型:圆管系杆\n2.钢材品种:Q235B\n3.钢材规格:Φ112*3\n4.其他:按技术规范及设计图纸完成清单项目所需的一切相关工作","t","0.503"]
[10,"010606001039","系杆","1.构件类型:圆管系杆\n2.钢材品种:Q235B\n3.钢材规格:Φ114*3\n4.其他:按技术规范及设计图纸完成清单项目所需的一切相关工作","t","0.506"]
[11,"010606001040","系杆","1.构件类型:圆管系杆\n2.钢材品种:Q235B\n3.钢材规格:Φ76*3\n4.其他:按技术规范及设计图纸完成清单项目所需的一切相关工作","t","0.77"]
["本页小计"]
["编制人：                                   证号：                                 编制日期："]
["工程量清单综合单价报价表"]
[{"$nulls":5},"编制单位盖章："]
["工程名称：凤岗第二水厂分布式光伏发电项目-装饰钢结构部分厂",{"$nulls":5},"第 3 页  共 5 页"]
["序号","项目编码","项目名称","项目特征描述","计量\n单位","工程数量","金额（元）"]
[{"$nulls":6},"综合单价","合价"]
[12,"010606001041","系杆","1.构件类型:圆管系杆\n2.钢材品种:Q235B\n3.钢材规格:Φ89*3\n4.其他:按技术规范及设计图纸完成清单项目所需的一切相关工作","t","1.397"]
[13,"010606002020","钢檩条","1.构件类型:镀锌矩管檩条\n2.钢材品种:Q355B\n3.钢材规格:口100*50*3\n4.其他:按技术规范及设计图纸完成清单项目所需的一切相关工作","t","3.768"]
[14,"010606002021","钢檩条","1.构件类型:镀锌矩管檩条\n2.钢材品种:Q355B\n3.钢材规格:口120*60*3\n4.其他:按技术规范及设计图纸完成清单项目所需的一切相关工作","t","7.543"]
[15,"010606002022","钢檩条","1.构件类型:镀锌矩管檩条\n2.钢材品种:Q355B\n3.钢材规格:口140*80*4\n4.其他:按技术规范及设计图纸完成清单项目所需的一切相关工作","t","6.206"]
[16,"010606001042","斜撑","1.构件类型:镀锌矩管斜撑\n2.钢材品种:Q235B\n3.钢材规格:口100*4\n4.其他:按技术规范及设计图纸完成清单项目所需的一切相关工作","t","0.938"]
[17,"010606001043","斜撑","1.构件类型:镀锌矩管斜撑\n2.钢材品种:Q235B\n3.钢材规格:口80*3\n4.其他:按技术规范及设计图纸完成清单项目所需的一切相关工作","t","0.929"]
[18,"040602038022","M型水槽","1.名称:M型水槽\n2.材质:S350GD+ZM275\n3.具体详见图纸CS-GF-05大样\n4.其他:按技术规范及设计图纸完成清单项目所需的一切相关工作","m","2114.48"]
["本页小计"]
["编制人：                                   证号：                                 编制日期："]
["工程量清单综合单价报价表"]
[{"$nulls":5},"编制单位盖章："]
["工程名称：凤岗第二水厂分布式光伏发电项目-装饰钢结构部分厂",{"$nulls":5},"第 4 页  共 5 页"]
["序号","项目编码","项目名称","项目特征描述","计量\n单位","工程数量","金额（元）"]
[{"$nulls":6},"综合单价","合价"]
[19,"040602038023","横向水槽","1.名称:横向水槽\n2.材质:S350GD+ZM275\n3.具体详见图纸CS-GF-05大样\n4.其他:按技术规范及设计图纸完成清单项目所需的一切相关工作","m","939.33"]
[20,"010606006008","维护通道","1.名称:维护通道\n2.盖板规格型号:S350GD+ZM275\n3.30*30*3方通(Q235)\n4.具体详见图纸CS-GF-05大样\n5.其他:按技术规范及设计图纸完成清单项目所需的一切相关工作","t","0.676"]
[21,"040602038024","汇水槽","1.名称:汇水槽\n2.材质:S350GD+ZM275\n3.具体详见图纸CS-GF-05大样\n4.其他:按技术规范及设计图纸完成清单项目所需的一切相关工作","m","254.83"]
[22,"010516001011","螺栓","1.螺栓种类:M12化学锚栓\n2.其他:按技术规范及设计图纸完成清单项目所需的一切相关工作","套","456"]
[null,null,"【金属结构工程】分部小计"]
[null,null,"A.9 屋面及防水工程"]
[23,"010901001003","瓦屋面","1.瓦品种、规格:彩钢瓦封边\n2.瓦规格:780型彩钢瓦，厚度5mm\n3.其他:按技术规范及设计图纸完成清单项目所需的一切相关工作","m2","9.96"]
[null,null,"【屋面及防水工程】分部小计"]
[null,null,"A.16 拆除工程"]
[24,"011607001008","原有屋面拆除","1.原有屋面拆除\n2.废料运距按15km考虑\n3.其他:按技术规范及设计图纸完成清单项目所需的一切相关工作","m2","18.24"]
["本页小计"]
["编制人：                                   证号：                                 编制日期："]
["工程量清单综合单价报价表"]
[{"$nulls":5},"编制单位盖章："]
["工程名称：凤岗第二水厂分布式光伏发电项目-装饰钢结构部分厂",{"$nulls":5},"第 5 页  共 5 页"]
["序号","项目编码","项目名称","项目特征描述","计量\n单位","工程数量","金额（元）"]
[{"$nulls":6},"综合单价","合价"]
[null,null,"【拆除工程】分部小计"]
{"$rows_empty":29}
["本页小计"]
["合  计"]
["编制人：                                   证号：                                 编制日期："]

{"sheet":"工程量清单报价汇总表【凤岗第二水厂分布式光伏发电项目-安装","index":31,"n_rows":22,"n_cols":7,"rows_kept":22,"merged":[[0,0,0,6],[1,0,1,2],[1,4,1,6],[2,2,2,4],[3,2,3,4],[4,2,4,4],[5,2,5,4],[6,2,6,4],[7,2,7,4],[8,2,8,4],[9,2,9,4],[10,2,10,4],[11,2,11,4],[12,2,12,4],[13,2,13,4],[14,2,14,4],[15,2,15,4],[16,2,16,4],[17,2,17,4],[18,2,18,4],[19,2,19,4],[20,2,20,4],[21,2,21,4],[22,2,22,4],[23,2,23,4],[24,2,24,4],[25,2,25,4],[26,2,26,4],[27,2,27,4],[28,2,28,4],[29,2,29,4],[30,2,30,4],[31,2,31,4],[32,2,32,4],[33,2,33,4],[34,2,34,4],[35,2,35,4],[36,2,36,4]]}
["工程量清单报价汇总表"]
["工程名称：凤岗第二水厂分布式光伏发电项目-安装部分",{"$nulls":3},"第 1 页  共 1 页"]
["序号","费用名称","基数说明",null,null,"费率(%)","金额"]
["1","分部分项合计","分部分项合计"]
["2","措施合计","绿色施工安全防护措施费+其他措施费"]
["2.1","绿色施工安全防护措施费","安全及文明施工措施费"]
["2.2","其他措施费","其他措施费"]
["3","其他项目","其他项目合计"]
["3.1","暂列金额","暂列金额"]
["3.2","暂估价","暂估价合计"]
["3.3","计日工","计日工"]
["3.4","总承包服务费","总承包服务费"]
["3.5","预算包干费","预算包干费"]
["3.6","工程优质费","工程优质费"]
["3.7","概算幅度差","概算幅度差"]
["3.8","索赔费用","索赔费用"]
["3.9","现场签证费用","现场签证费用"]
["3.10","其他费用","其他费用"]
["4","税前工程造价","分部分项合计+措施合计+其他项目"]
["5","增值税销项税额","分部分项合计+措施合计+其他项目"]
["6","总造价","分部分项合计+措施合计+其他项目+增值税销项税额"]
["7","人工费","分部分项人工费+技术措施项目人工费+机上人工费"]

{"sheet":"分部分项工程量清单与计价表【凤岗第二水厂分布式光伏发电项目","index":32,"n_rows":184,"n_cols":10,"rows_kept":184,"merged":[[0,0,0,9],[1,0,1,4],[1,5,1,6],[1,7,1,9],[2,0,3,0],[2,1,3,1],[2,2,3,2],[2,3,3,3],[2,4,3,5],[2,6,3,7],[2,8,2,9],[4,2,4,3],[4,4,4,5],[4,6,4,7],[5,2,5,3],[5,4,5,5],[5,6,5,7],[6,4,6,5],[6,6,6,7],[7,4,7,5],[7,6,7,7],[8,4,8,5],[8,6,8,7],[9,4,9,5],[9,6,9,7],[10,4,10,5],[10,6,10,7],[11,0,11,8],[12,0,12,4],[12,5,12,6],[12,7,12,9],[13,0,13,9],[14,0,14,4],[14,5,14,6],[14,7,14,9],[15,0,16,0],[15,1,16,1],[15,2,16,2],[15,3,16,3],[15,4,16,5],[15,6,16,7],[15,8,15,9],[17,4,17,5],[17,6,17,7],[18,4,18,5],[18,6,18,7],[19,4,19,5],[19,6,19,7],[20,4,20,5],[20,6,20,7],[21,4,21,5],[21,6,21,7],[22,4,22,5],[22,6,22,7],[23,0,23,8],[24,0,24,4],[24,5,24,6],[24,7,24,9],[25,0,25,9],[26,0,26,4],[26,5,26,6],[26,7,26,9],[27,0,28,0],[27,1,28,1],[27,2,28,2],[27,3,28,3],[27,4,28,5],[27,6,28,7],[27,8,27,9],[29,4,29,5],[29,6,29,7],[30,4,30,5],[30,6,30,7],[31,4,31,5],[31,6,31,7],[32,4,32,5],[32,6,32,7],[33,4,33,5],[33,6,33,7],[34,4,34,5],[34,6,34,7],[35,4,35,5],[35,6,35,7],[36,0,36,8],[37,0,37,4],[37,5,37,6],[37,7,37,9],[38,0,38,9],[39,0,39,4],[39,5,39,6],[39,7,39,9],[40,0,41,0],[40,1,41,1],[40,2,41,2],[40,3,41,3],[40,4,41,5],[40,6,41,7],[40,8,40,9],[42,4,42,5],[42,6,42,7],[43,4,43,5],[43,6,43,7],[44,4,44,5],[44,6,44,7],[45,4,45,5],[45,6,45,7],[46,4,46,5],[46,6,46,7],[47,4,47,5],[47,6,47,7],[48,0,48,8],[49,0,49,4],[49,5,49,6],[49,7,49,9],[50,0,50,9],[51,0,51,4],[51,5,51,6],[51,7,51,9],[52,0,53,0],[52,1,53,1],[52,2,53,2],[52,3,53,3],[52,4,53,5],[52,6,53,7],[52,8,52,9],[54,4,54,5],[54,6,54,7],[55,4,55,5],[55,6,55,7],[56,4,56,5],[56,6,56,7],[57,4,57,5],[57,6,57,7],[58,4,58,5],[58,6,58,7],[59,4,59,5],[59,6,59,7],[60,4,60,5],[60,6,60,7],[61,0,61,8],[62,0,62,4],[62,5,62,6],[62,7,62,9],[63,0,63,9],[64,0,64,4],[64,5,64,6],[64,7,64,9],[65,0,66,0],[65,1,66,1],[65,2,66,2],[65,3,66,3],[65,4,66,5],[65,6,66,7],[65,8,65,9],[67,4,67,5],[67,6,67,7],[68,4,68,5],[68,6,68,7],[69,4,69,5],[69,6,69,7],[70,4,70,5],[70,6,70,7],[71,4,71,5],[71,6,71,7],[72,4,72,5],[72,6,72,7],[73,0,73,8],[74,0,74,4],[74,5,74,6],[74,7,74,9],[75,0,75,9],[76,0,76,4],[76,5,76,6],[76,7,76,9],[77,0,78,0],[77,1,78,1],[77,2,78,2],[77,3,78,3],[77,4,78,5],[77,6,78,7],[77,8,77,9],[79,4,79,5],[79,6,79,7],[80,2,80,3],[80,4,80,5],[80,6,80,7],[81,2,81,3],[81,4,81,5],[81,6,81,7],[82,4,82,5],[82,6,82,7],[83,4,83,5],[83,6,83,7],[84,4,84,5],[84,6,84,7],[85,4,85,5],[85,6,85,7],[86,4,86,5],[86,6,86,7],[87,2,87,3],[87,4,87,5],[87,6,87,7],[88,2,88,3],[88,4,88,5],[88,6,88,7],[89,0,89,8],[90,0,90,4],[90,5,90,6],[90,7,90,9],[91,0,91,9],[92,0,92,4],[92,5,92,6],[92,7,92,9],[93,0,94,0],[93,1,94,1],[93,2,94,2],[93,3,94,3],[93,4,94,5],[93,6,94,7],[93,8,93,9],[95,4,95,5],[95,6,95,7],[96,4,96,5],[96,6,96,7],[97,2,97,3],[97,4,97,5],[97,6,97,7],[98,2,98,3],[98,4,98,5],[98,6,98,7],[99,4,99,5],[99,6,99,7],[100,4,100,5],[100,6,100,7],[101,4,101,5],[101,6,101,7],[102,4,102,5],[102,6,102,7],[103,4,103,5],[103,6,103,7],[104,0,104,8],[105,0,105,4],[105,5,105,6],[105,7,105,9],[106,0,106,9],[107,0,107,4],[107,5,107,6],[107,7,107,9],[108,0,109,0],[108,1,109,1],[108,2,109,2],[108,3,109,3],[108,4,109,5],[108,6,109,7],[108,8,108,9],[110,4,110,5],[110,6,110,7],[111,4,111,5],[111,6,111,7],[112,4,112,5],[112,6,112,7],[113,4,113,5],[113,6,113,7],[114,4,114,5],[114,6,114,7],[115,4,115,5],[115,6,115,7],[116,4,116,5],[116,6,116,7],[117,4,117,5],[117,6,117,7],[118,0,118,8],[119,0,119,4],[119,5,119,6],[119,7,119,9],[120,0,120,9],[121,0,121,4],[121,5,121,6],[121,7,121,9],[122,0,123,0],[122,1,123,1],[122,2,123,2],[122,3,123,3],[122,4,123,5],[122,6,123,7],[122,8,122,9],[124,4,124,5],[124,6,124,7],[125,4,125,5],[125,6,125,7],[126,4,126,5],[126,6,126,7],[127,2,127,3],[127,4,127,5],[127,6,127,7],[128,2,128,3],[128,4,128,5],[128,6,128,7],[129,4,129,5],[129,6,129,7],[130,4,130,5],[130,6,130,7],[131,4,131,5],[131,6,131,7],[132,0,132,8],[133,0,133,4],[133,5,133,6],[133,7,133,9],[134,0,134,9],[135,0,135,4],[135,5,135,6],[135,7,135,9],[136,0,137,0],[136,1,137,1],[136,2,137,2],[136,3,137,3],[136,4,137,5],[136,6,137,7],[136,8,136,9],[138,4,138,5],[138,6,138,7],[139,4,139,5],[139,6,139,7],[140,4,140,5],[140,6,140,7],[141,4,141,5],[141,6,141,7],[142,4,142,5],[142,6,142,7],[143,4,143,5],[143,6,143,7],[144,4,144,5],[144,6,144,7],[145,2,145,3],[145,4,145,5],[145,6,145,7],[146,2,146,3],[146,4,146,5],[146,6,146,7],[147,0,147,8],[148,0,148,4],[148,5,148,6],[148,7,148,9],[149,0,149,9],[150,0,150,4],[150,5,150,6],[150,7,150,9],[151,0,152,0],[151,1,152,1],[151,2,152,2],[151,3,152,3],[151,4,152,5],[151,6,152,7],[151,8,151,9],[153,4,153,5],[153,6,153,7],[154,2,154,3],[154,4,154,5],[154,6,154,7],[155,4,155,5],[155,6,155,7],[156,4,156,5],[156,6,156,7],[157,4,157,5],[157,6,157,7],[158,4,158,5],[158,6,158,7],[159,4,159,5],[159,6,159,7],[160,4,160,5],[160,6,160,7],[161,4,161,5],[161,6,161,7],[162,4,162,5],[162,6,162,7],[163,4,163,5],[163,6,163,7],[164,4,164,5],[164,6,164,7],[165,4,165,5],[165,6,165,7],[166,4,166,5],[166,6,166,7],[167,4,167,5],[167,6,167,7],[168,4,168,5],[168,6,168,7],[169,4,169,5],[169,6,169,7],[170,4,170,5],[170,6,170,7],[171,4,171,5],[171,6,171,7],[172,4,172,5],[172,6,172,7],[173,4,173,5],[173,6,173,7],[174,4,174,5],[174,6,174,7],[175,4,175,5],[175,6,175,7],[176,4,176,5],[176,6,176,7],[177,4,177,5],[177,6,177,7],[178,4,178,5],[178,6,178,7],[179,4,179,5],[179,6,179,7],[180,4,180,5],[180,6,180,7],[181,0,181,8],[182,0,182,8],[183,0,183,4],[183,5,183,6],[183,7,183,9]]}
["分部分项工程量清单与计价表"]
["工程名称：凤岗第二水厂分布式光伏发电项目-安装部分",{"$nulls":6},"(编制单位盖章)"]
["序号","项目编码","项目名称","项目特征描述","计量\n单位",null,"工程量",null,"金额（元）"]
[{"$nulls":8},"综合单价","合价"]
[null,null,"   电气系统"]
[null,null,"   光伏系统"]
[1,"031006005012","620Wp单晶硅光伏组件","1.名称:单晶硅光伏组件\n2.型号:620Wp,组件尺寸：2382*1134*30mm\n3.含铝合金6063-T5压块\n4.本体工程及附件安装\n5.综合考虑完成该工艺的所有施工内容，详见设计图纸及相关规范等\n6.池面上组件","块",null,"368"]
[2,"031006005013","620Wp单晶硅光伏组件","1.名称:单晶硅光伏组件\n2.型号:620Wp,组件尺寸：2382*1134*30mm\n3.含铝合金6063-T5压块\n4.本体工程及附件安装\n5.综合考虑完成该工艺的所有施工内容，详见设计图纸及相关规范等\n6.屋面上组件","块",null,"440"]
[3,"030405002025","光伏逆变器","1.名称:30kW逆变器\n2.规格、型号:最大输入电压：1100V 额定电网电压：400Vac\n3.本体工程及附件安装\n4.综合考虑完成该工艺的所有施工内容，详见设计图纸及相关规范等","台",null,"3"]
[4,"030405002026","光伏逆变器","1.名称:100kW逆变器\n2.规格、型号:最大输入电压：1100V 额定电网电压：400Vac\n3.本体工程及附件安装\n4.综合考虑完成该工艺的所有施工内容，详见设计图纸及相关规范等","台",null,"2"]
[5,"030405002027","光伏逆变器","1.名称:150kW逆变器\n2.规格、型号:最大输入电压：1100V 额定电网电压：400Vac\n3.本体工程及附件安装\n4.综合考虑完成该工艺的所有施工内容，详见设计图纸及相关规范等","台",null,"1"]
["本页小计"]
[{"$nulls":7},"第 1 页  共 12 页"]
["分部分项工程量清单与计价表"]
["工程名称：凤岗第二水厂分布式光伏发电项目-安装部分",{"$nulls":6},"(编制单位盖章)"]
["序号","项目编码","项目名称","项目特征描述","计量\n单位",null,"工程量",null,"金额（元）"]
[{"$nulls":8},"综合单价","合价"]
[6,"030404017025","汇流箱 2进1出","1.名称:汇流箱 2进1出\n2.本体工程及附件安装\n3.综合考虑完成该工艺的所有施工内容，详见设计图纸及相关规范等","台",null,"2"]
[7,"030408001048","电力电缆","1.名称:光伏电缆\n2.规格、型号:PV1-F 1x4\n3.敷设方式:综合考虑\n4.综合考虑完成该工艺的所有施工内容，详见设计图纸及相关规范等","m",null,"4045.64"]
[8,"030408001049","电力电缆","1.名称:电力电缆 \n2.型号:ZRC-YJV\n3.规格:4*16\n4.材质:铜芯\n5.电压等级(kV):0.6/1kV\n6.综合考虑完成该工艺的所有施工内容，详见设计图纸及相关规范等","m",null,"42.4"]
[9,"030408001050","电力电缆","1.名称:电力电缆 \n2.型号:ZRC-YJV\n3.规格:3*35+1*16\n4.材质:铜芯\n5.电压等级(kV):0.6/1kV\n6.综合考虑完成该工艺的所有施工内容，详见设计图纸及相关规范等","m",null,"161.75"]
[10,"030408001051","电力电缆","1.名称:电力电缆 \n2.型号:ZRC-YJV\n3.规格:3*70+1*35\n4.材质:铜芯\n5.电压等级(kV):0.6/1kV\n6.综合考虑完成该工艺的所有施工内容，详见设计图纸及相关规范等","m",null,"135.86"]
[11,"030408001052","电力电缆","1.名称:电力电缆 \n2.型号:ZRC-YJV\n3.规格:3*150+1*75\n4.材质:铜芯\n5.电压等级(kV):0.6/1kV\n6.综合考虑完成该工艺的所有施工内容，详见设计图纸及相关规范等","m",null,"53.27"]
["本页小计"]
[{"$nulls":7},"第 2 页  共 12 页"]
["分部分项工程量清单与计价表"]
["工程名称：凤岗第二水厂分布式光伏发电项目-安装部分",{"$nulls":6},"(编制单位盖章)"]
["序号","项目编码","项目名称","项目特征描述","计量\n单位",null,"工程量",null,"金额（元）"]
[{"$nulls":8},"综合单价","合价"]
[12,"030408001053","电力电缆","1.名称:电力电缆 \n2.型号:ZRC-YJV\n3.规格:3*240+1*120\n4.材质:铜芯\n5.电压等级(kV):0.6/1kV\n6.综合考虑完成该工艺的所有施工内容，详见设计图纸及相关规范等","m",null,"23.15"]
[13,"030408006031","电力电缆头","1.名称:电缆终端头\n2.规格、型号:16mm2以下\n3.综合考虑完成该工艺的所有施工内容，详见设计图纸及相关规范等","个",null,"6"]
[14,"030408006032","电力电缆头","1.名称:电缆终端头\n2.规格、型号:35mm2以下\n3.综合考虑完成该工艺的所有施工内容，详见设计图纸及相关规范等","个",null,"2"]
[15,"030408006033","电力电缆头","1.名称:电缆终端头\n2.规格、型号:70mm2以下\n3.综合考虑完成该工艺的所有施工内容，详见设计图纸及相关规范等","个",null,"4"]
[16,"030408006034","电力电缆头","1.名称:电缆终端头\n2.规格、型号:185mm2以下\n3.综合考虑完成该工艺的所有施工内容，详见设计图纸及相关规范","个",null,"4"]
[17,"030408006035","电力电缆头","1.名称:电缆终端头\n2.规格、型号:240mm2以下\n3.综合考虑完成该工艺的所有施工内容，详见设计图纸及相关规范","个",null,"4"]
[18,"030411003031","线槽（含辅件）","1.名称:线槽（含辅件）\n2.规格、型号:200×100*1.2\n3.含连接件等\n4.本体工程及附件安装\n5.综合考虑完成该工艺的所有施工内容，详见设计图纸及相关规范等","m",null,"50.72"]
["本页小计"]
[{"$nulls":7},"第 3 页  共 12 页"]
["分部分项工程量清单与计价表"]
["工程名称：凤岗第二水厂分布式光伏发电项目-安装部分",{"$nulls":6},"(编制单位盖章)"]
["序号","项目编码","项目名称","项目特征描述","计量\n单位",null,"工程量",null,"金额（元）"]
[{"$nulls":8},"综合单价","合价"]
[19,"030411003032","线槽（含辅件）","1.名称:线槽（含辅件）\n2.规格、型号:100×100*1.2\n3.含连接件等\n4.本体工程及附件安装\n5.综合考虑完成该工艺的所有施工内容，详见设计图纸及相关规范等","m",null,"50.09"]
[20,"030411003033","线槽（含辅件）","1.名称:线槽（含辅件）\n2.规格、型号:100×50*1.2\n3.含连接件等\n4.本体工程及附件安装\n5.综合考虑完成该工艺的所有施工内容，详见设计图纸及相关规范范等","m",null,"147.61"]
[21,"030411003034","线槽（含辅件）","1.名称:线槽（含辅件）\n2.规格、型号:50×50*1.2\n3.含连接件等\n4.本体工程及附件安装\n5.综合考虑完成该工艺的所有施工内容，详见设计图纸及相关规范范等","m",null,"63.89"]
[22,"030413001008","桥架支架","1.名称:桥架支架\n2.材质:铁构件\n3.规格:综合考虑\n4.综合考虑完成该工艺的所有施工内容，详见设计图纸及相关规范等","kg",null,"107.01"]
[23,"030404004016","并网计量柜","1.名称:并网计量柜\n2.规格、型号:BWG1 P09，屏柜尺寸：800×800×2200\n3.含内部组件组装等\n4.本体工程及附件安装和槽钢支架等\n5.综合考虑完成该工艺的所有施工内容，详见设计图纸及相关规范等","台",null,"1"]
[24,"030414002008","送配电装置系统","1.名称:送配电装置系统\n2.综合考虑完成该工艺的所有施工内容，详见设计图纸及相关规范等","系统",null,"1"]
["本页小计"]
[{"$nulls":7},"第 4 页  共 12 页"]
["分部分项工程量清单与计价表"]
["工程名称：凤岗第二水厂分布式光伏发电项目-安装部分",{"$nulls":6},"(编制单位盖章)"]
["序号","项目编码","项目名称","项目特征描述","计量\n单位",null,"工程量",null,"金额（元）"]
[{"$nulls":8},"综合单价","合价"]
[25,"040205001006","电缆井","1.名称:电缆井\n2.规格尺寸:910*1225*1300\n3.水泥路面破除及恢复\n4.具体做法详图纸大样\n5.综合考虑完成该工艺的所有施工内容，详见设计图纸及相关规范等","座",null,"6"]
[26,"050307009015","标志牌","1.名称:标志牌\n2.类别:安健环详图、警示牌图、光伏发电站场应急处置卡\n3.规格、型号:1200*800\n4.综合考虑完成该工艺的所有施工内容，详见设计图纸及相关规范等","个",null,"4"]
[27,"050307009016","标志牌","1.名称:标志牌\n2.类别:0.4kV结线图\n3.综合考虑完成该工艺的所有施工内容，详见设计图纸及相关规范等","个",null,"1"]
[28,"040501004016","塑料管","1.名称:4孔埋管\n2.材质及规格:PVC110\n3.具体做法详图纸大样\n4.综合考虑完成该工艺的所有施工内容，详见设计图纸及相关规范等","m",null,"10.85"]
[29,"040501004017","塑料管","1.名称:3孔埋管\n2.材质及规格:PVC110\n3.具体做法详图纸大样\n4.综合考虑完成该工艺的所有施工内容，详见设计图纸及相关规范等","m",null,"130.02"]
[30,"041001001007","拆除路面","1.材质:拆除路面\n2.厚度:25cm\n3.旧路面机械破除\n4.具体做法详图纸大样\n5.综合考虑完成该工艺的所有施工内容，详见设计图纸及相关规范等","m2",null,"112.7"]
[31,"040101002019","挖沟槽土方","1.土壤类别:挖沟槽土方\n2.挖土深度:2m 内\n3.一二类土\n4.具体做法详图纸大样\n5.综合考虑完成该工艺的所有施工内容，详见设计图纸及相关规范等","m3",null,"71.32"]
["本页小计"]
[{"$nulls":7},"第 5 页  共 12 页"]
["分部分项工程量清单与计价表"]
["工程名称：凤岗第二水厂分布式光伏发电项目-安装部分",{"$nulls":6},"(编制单位盖章)"]
["序号","项目编码","项目名称","项目特征描述","计量\n单位",null,"工程量",null,"金额（元）"]
[{"$nulls":8},"综合单价","合价"]
[32,"040303001007","垫层","1.名称:垫层\n2.材质:石屑\n3.具体做法详图纸大样\n4.综合考虑完成该工艺的所有施工内容，详见设计图纸及相关规范等","m3",null,"8.59"]
[33,"040103001012","回填方","1.名称:回填方\n2.填方材料品种:回填用砂\n3.具体做法详图纸大样\n4.综合考虑完成该工艺的所有施工内容，详见设计图纸及相关规范等","m3",null,"25.48"]
[34,"040202003013","水泥稳定土","1.名称:回填方\n2.填方材料品种:集中拌合水泥石屑混合料 水泥含量 4%\n3.具体做法详图纸大样\n4.综合考虑完成该工艺的所有施工内容，详见设计图纸及相关规范等","m3",null,"13.87"]
[35,"040202003014","水泥稳定土","1.名称:回填方\n2.填方材料品种:集中拌合水泥石屑混合料 水泥含量 6%\n3.具体做法详图纸大样\n4.综合考虑完成该工艺的所有施工内容，详见设计图纸及相关规范等","m3",null,"19.43"]
[36,"050402002007","现浇混凝土路面","1.名称:现浇混凝土路面\n2.厚度:25cm  C30\n3.具体做法详图纸大样\n4.综合考虑完成该工艺的所有施工内容，详见设计图纸及相关规范等","m2",null,"119.38"]
[37,"040101002020","余方外运","1.土壤类别:余方外运\n2.运距:按15km考虑\n3.一二类土\n4.具体做法详图纸大样\n5.综合考虑完成该工艺的所有施工内容，详见设计图纸及相关规范等","m3",null,"80.01"]
["本页小计"]
[{"$nulls":7},"第 6 页  共 12 页"]
["分部分项工程量清单与计价表"]
["工程名称：凤岗第二水厂分布式光伏发电项目-安装部分",{"$nulls":6},"(编制单位盖章)"]
["序号","项目编码","项目名称","项目特征描述","计量\n单位",null,"工程量",null,"金额（元）"]
[{"$nulls":8},"综合单价","合价"]
[38,"040101002021","余方外运","1.土壤类别:余方外运\n2.运距:按15km考虑\n3.路面块料\n4.具体做法详图纸大样\n5.综合考虑完成该工艺的所有施工内容，详见设计图纸及相关规范等","m3",null,"28.17"]
[null,null,"【光伏系统】分部小计"]
[null,null,"   照明系统"]
[39,"030412001007","普通灯具","1.名称:普通灯具\n2.规格:28W\n3.综合考虑完成该工艺的所有施工内容，详见设计图纸及相关规范等","套",null,"8"]
[40,"030408001054","电力电缆","1.名称:电力电缆 \n2.型号:ZRC-YJV\n3.规格:3*2.5\n4.材质:铜芯\n5.电压等级(kV):0.6/1kV\n6.综合考虑完成该工艺的所有施工内容，详见设计图纸及相关规范等","m",null,"121.38"]
[41,"030404017026","配电箱","1.型号:照明配电箱\n2.规格:非标\n3.综合考虑完成该工艺的所有施工内容，详见设计图纸及相关规范等","台",null,"2"]
[42,"030411006013","接线盒","1.名称:接线盒\n2.材质:塑料\n3.规格:86型\n4.安装形式:明装\n5.综合考虑完成该工艺的所有施工内容，详见设计图纸及相关规范等","个",null,"8"]
[43,"030411001014","配管","1.名称:JDG\n2.规格、型号:Φ25\n3.敷设方式:综合考虑\n4.综合考虑完成该工艺的所有施工内容，详见设计图纸及相关规范等","m",null,"107.29"]
[null,null,"【照明系统】分部小计"]
[null,null,"   防雷接地"]
["本页小计"]
[{"$nulls":7},"第 7 页  共 12 页"]
["分部分项工程量清单与计价表"]
["工程名称：凤岗第二水厂分布式光伏发电项目-安装部分",{"$nulls":6},"(编制单位盖章)"]
["序号","项目编码","项目名称","项目特征描述","计量\n单位",null,"工程量",null,"金额（元）"]
[{"$nulls":8},"综合单价","合价"]
[44,"030411004015","接地线","1.名称:接地跨接线\n2.规格、型号:BVR-1×4\n3.综合考虑完成该工艺的所有施工内容，详见设计图纸及相关规范等","处",null,"808"]
[45,"030411004016","接地线","1.名称:接地跨接线\n2.规格、型号:镀锌扁钢40*4\n3.综合考虑完成该工艺的所有施工内容，详见设计图纸及相关规范等","处",null,"58"]
[null,null,"【防雷接地】分部小计"]
[null,null,"   弱电系统"]
[46,"030404017027","配电箱","1.名称:监控防水箱\n2.综合考虑完成该工艺的所有施工内容，详见设计图纸及相关规范等","台",null,"3"]
[47,"030607006008","数据采集器","1.名称:数据采集器\n2.型号:符合设计需求及满足现场设备需求\n3.规格:225*160*44\n4.功能:设备安装及调试\n5.综合考虑完成该工艺的所有施工内容，详见设计图纸及相关规范等","套",null,"1"]
[48,"030502001008","机柜、机架","1.名称:网络机柜6U壁挂式\n2.规格:宽550*深400*高300\n3.安装方式:室内壁装\n4.综合考虑完成该工艺的所有施工内容，详见设计图纸及相关规范等","台",null,"1"]
[49,"030501012014","交换机","1.名称:交换机\n2.功能:16口，带POE\n3.综合考虑完成该工艺的所有施工内容，详见设计图纸及相关规范等","台",null,"1"]
[50,"030501012015","交换机","1.名称:交换机\n2.功能:8口，带POE\n3.综合考虑完成该工艺的所有施工内容，详见设计图纸及相关规范等","台",null,"3"]
["本页小计"]
[{"$nulls":7},"第 8 页  共 12 页"]
["分部分项工程量清单与计价表"]
["工程名称：凤岗第二水厂分布式光伏发电项目-安装部分",{"$nulls":6},"(编制单位盖章)"]
["序号","项目编码","项目名称","项目特征描述","计量\n单位",null,"工程量",null,"金额（元）"]
[{"$nulls":8},"综合单价","合价"]
[51,"040205020014","监控摄像机","1.类型:红外高清高速球机\n2.规格、型号:400w像素\n3.综合考虑完成该工艺的所有施工内容，详见设计图纸及相关规范等","台",null,"10"]
[52,"040205020015","摄像机支架","1.类型:摄像机支架（横梁上安装）\n2.规格、型号:按设备情况确定\n3.支架形式:壁挂式支架\n4.综合考虑完成该工艺的所有施工内容，详见设计图纸及相关规范等","台",null,"10"]
[53,"030506008008","视频系统调试","1.名称:安全防范分系统调试 电视监控系统 摄像机\n2.综合考虑完成该工艺的所有施工内容，详见设计图纸及相关规范等","系统",null,"10"]
[54,"030409010008","浪涌保护器","1.名称:浪涌保护器\n2.综合考虑完成该工艺的所有施工内容，详见设计图纸及相关规范等","个",null,"10"]
[55,"030501010008","光纤收发器","1.名称:光纤收发器\n2.类别:千兆单模单纤\n3.综合考虑完成该工艺的所有施工内容，详见设计图纸及相关规范等","台",null,"4"]
[56,"030502009008","尾纤","1.名称:尾纤\n2.类别:单模单纤\n3.综合考虑完成该工艺的所有施工内容，详见设计图纸及相关规范等","条",null,"4"]
[57,"030502007008","光缆","1.名称:光缆\n2.规格:6芯\n3.综合考虑完成该工艺的所有施工内容，详见设计图纸及相关规范等","m",null,"677.28"]
[58,"030502005008","双绞线缆","1.名称:双绞线缆\n2.规格:超六类网线\n3.线缆对数:CAT6E\n4.敷设方式:管槽内安装\n5.综合考虑完成该工艺的所有施工内容，详见设计图纸及相关规范等","m",null,"161.42"]
["本页小计"]
[{"$nulls":7},"第 9 页  共 12 页"]
["分部分项工程量清单与计价表"]
["工程名称：凤岗第二水厂分布式光伏发电项目-安装部分",{"$nulls":6},"(编制单位盖章)"]
["序号","项目编码","项目名称","项目特征描述","计量\n单位",null,"工程量",null,"金额（元）"]
[{"$nulls":8},"综合单价","合价"]
[59,"030411001015","配管","1.名称:PVC电线管\n2.规格、型号:Φ25\n3.敷设方式:综合考虑\n4.综合考虑完成该工艺的所有施工内容，详见设计图纸及相关规范等","m",null,"873.7"]
[60,"030411004017","配线","1.名称:配线\n2.型号:ZR-RVSP\n3.规格:2*1.0\n4.材质:铜\n5.综合考虑完成该工艺的所有施工内容，详见设计图纸及相关规范等","m",null,"36.09"]
[61,"030411006014","接线盒","1.名称:接线盒安装 普通接线盒 明装\n2.综合考虑完成该工艺的所有施工内容，详见设计图纸及相关规范等","个",null,"10"]
[null,null,"【弱电系统】分部小计"]
[null,null,"   清洗系统"]
[62,"030901011008","给水栓","1.安装方式:给水栓\n2.型号、规格:DN32\n3.综合考虑完成该工艺的所有施工内容，详见设计图纸及相关规范等","套",null,"11"]
[63,"030109012008","增压泵","1.名称:增压泵\n2.型号:电压：220V  进出口径：DN32    扬程：≥25m\n3.功能:设备安装及调试\n4.综合考虑完成该工艺的所有施工内容，详见设计图纸及相关规范等","台",null,"3"]
[64,"031001006015","塑料管","1.名称:PPR给水管\n2.规格、型号:DN32\n3.连接形式:热熔\n4.综合考虑完成该工艺的所有施工内容，详见设计图纸及相关规范等","m",null,"234.35"]
["本页小计"]
[{"$nulls":7},"第 10 页  共 12 页"]
["分部分项工程量清单与计价表"]
["工程名称：凤岗第二水厂分布式光伏发电项目-安装部分",{"$nulls":6},"(编制单位盖章)"]
["序号","项目编码","项目名称","项目特征描述","计量\n单位",null,"工程量",null,"金额（元）"]
[{"$nulls":8},"综合单价","合价"]
[65,"031003013008","水表","1.名称:水表组\n2.规格、型号:DN32\n3.连接形式:热熔\n4.其他:包含1个水表，1个截止阀\n5.综合考虑完成该工艺的所有施工内容，详见设计图纸及相关规范等","组",null,"3"]
[66,"031003001015","截止阀","1.类型:截止阀\n2.规格、压力等级:DN32\n3.综合考虑完成该工艺的所有施工内容，详见设计图纸及相关规范等","个",null,"3"]
[67,"031003001016","止回阀","1.类型:止回阀\n2.规格、压力等级:DN32\n3.综合考虑完成该工艺的所有施工内容，详见设计图纸及相关规范等","个",null,"3"]
[68,"030601002008","压力仪表","1.类型:压力表\n2.综合考虑完成该工艺的所有施工内容，详见设计图纸及相关规范等","台",null,"3"]
[69,"031002001008","管道支架","1.材质:管道支架\n2.管架形式:综合考虑\n3.综合考虑完成该工艺的所有施工内容，详见设计图纸及相关规范等","kg",null,"22.72"]
[70,"030901013008","灭火器","1.名称:手提式灭火器\n2.类别:水基型MQ6\n3.规格、型号:含2具灭火器一个箱体\n4.综合考虑完成该工艺的所有施工内容，详见设计图纸及相关规范等","具",null,"6"]
[71,"031001006016","塑料管","1.安装部位:室外塑料排水管\n2.介质:雨水\n3.材质、规格:PVC-100\n4.连接形式:粘接\n5.综合考虑完成该工艺的所有施工内容，详见设计图纸及相关规范等","m",null,"1.2"]
[null,null,"【清洗系统】分部小计"]
[null,null,"   防护措施及物探"]
["本页小计"]
[{"$nulls":7},"第 11 页  共 12 页"]
["分部分项工程量清单与计价表"]
["工程名称：凤岗第二水厂分布式光伏发电项目-安装部分",{"$nulls":6},"(编制单位盖章)"]
["序号","项目编码","项目名称","项目特征描述","计量\n单位",null,"工程量",null,"金额（元）"]
[{"$nulls":8},"综合单价","合价"]
[72,"030310004007","物探费","1.名称:开挖管道探测费\n2.综合考虑完成该工艺的所有施工内容，详见设计图纸及相关规范等","m",null,"140.87"]
[null,null,"【防护措施及物探】分部小计"]
{"$rows_empty":26}
["本页小计"]
["合  计"]
[{"$nulls":7},"第 12 页  共 12 页"]

{"sheet":"工程量清单总价表【塘厦凤凰水厂分布式光伏发电项目-装饰钢结","index":33,"n_rows":38,"n_cols":5,"rows_kept":38,"merged":[[0,0,0,4],[1,0,1,2],[1,3,1,4],[2,0,2,2],[36,0,36,1],[37,0,37,4]]}
["工程量清单总价表"]
[{"$nulls":3},"编制单位盖章："]
["工程名称：塘厦凤凰水厂分布式光伏发电项目-装饰钢结构部分",{"$nulls":3},"第 1 页  共 1 页"]
["序号","项目名称","取费基数","费率(%)","金额:(元)"]
["1","分部分项合计","FBFXHJ"]
["1.1","A.1土石方工程"]
["1.2","A.5混凝土及钢筋混凝土工程"]
["1.3","A.6金属结构工程"]
["1.4","A.8门窗工程"]
["1.5","A.9屋面及防水工程"]
["1.6","A.16拆除工程"]
["2","措施合计","_AQWMSGF+_QTCSF"]
["2.1","绿色施工安全防护措施费","AQWMSGF"]
["2.2","其他措施费","QTCSF"]
["3","其他项目","QTXMHJ"]
["3.1","暂列金额","ZLJE"]
["3.2","暂估价","ZGJHJ"]
["3.3","计日工","JRG"]
["3.4","总承包服务费","ZCBFWF"]
["3.5","预算包干费","YSBGF"]
["3.6","工程优质费","GCYZF"]
["3.7","概算幅度差","GSFDC"]
["3.8","索赔费用","SPFY"]
["3.9","现场签证费用","XCQZFY"]
["3.10","其他费用","QTFY"]
["4","税前工程造价","_FHJ+_CHJ+_QTXM"]
["5","增值税销项税额","_FHJ+_CHJ+_QTXM"]
["6","总造价","_FHJ+_CHJ+_QTXM+_SJ"]
["7","人工费","RGF+JSCS_RGF"]
{"$rows_empty":8}
["编制人：                                   证号：                                 编制日期："]

{"sheet":"工程量清单综合单价报价表-1【塘厦凤凰水厂分布式光伏发电项","index":34,"n_rows":106,"n_cols":8,"rows_kept":106,"merged":[[0,0,0,7],[1,0,1,4],[1,5,1,7],[2,0,2,4],[2,6,2,7],[3,0,4,0],[3,1,4,1],[3,2,4,2],[3,3,4,3],[3,4,4,4],[3,5,4,5],[3,6,3,7],[5,2,5,3],[9,2,9,3],[10,2,10,3],[15,0,15,6],[16,0,16,7],[17,0,17,7],[18,0,18,4],[18,5,18,7],[19,0,19,4],[19,6,19,7],[20,0,21,0],[20,1,21,1],[20,2,21,2],[20,3,21,3],[20,4,21,4],[20,5,21,5],[20,6,20,7],[24,2,24,3],[25,2,25,3],[29,0,29,6],[30,0,30,7],[31,0,31,7],[32,0,32,4],[32,5,32,7],[33,0,33,4],[33,6,33,7],[34,0,35,0],[34,1,35,1],[34,2,35,2],[34,3,35,3],[34,4,35,4],[34,5,35,5],[34,6,34,7],[42,0,42,6],[43,0,43,7],[44,0,44,7],[45,0,45,4],[45,5,45,7],[46,0,46,4],[46,6,46,7],[47,0,48,0],[47,1,48,1],[47,2,48,2],[47,3,48,3],[47,4,48,4],[47,5,48,5],[47,6,47,7],[55,0,55,6],[56,0,56,7],[57,0,57,7],[58,0,58,4],[58,5,58,7],[59,0,59,4],[59,6,59,7],[60,0,61,0],[60,1,61,1],[60,2,61,2],[60,3,61,3],[60,4,61,4],[60,5,61,5],[60,6,60,7],[67,2,67,3],[68,2,68,3],[70,0,70,6],[71,0,71,7],[72,0,72,7],[73,0,73,4],[73,5,73,7],[74,0,74,4],[74,6,74,7],[75,0,76,0],[75,1,76,1],[75,2,76,2],[75,3,76,3],[75,4,76,4],[75,5,76,5],[75,6,75,7],[77,2,77,3],[78,2,78,3],[80,2,80,3],[81,2,81,3],[83,2,83,3],[103,0,103,6],[104,0,104,6],[105,0,105,7]]}
["工程量清单综合单价报价表"]
[{"$nulls":5},"编制单位盖章："]
["工程名称：塘厦凤凰水厂分布式光伏发电项目-装饰钢结构部分",{"$nulls":5},"第 1 页  共 6 页"]
["序号","项目编码","项目名称","项目特征描述","计量\n单位","工程数量","金额（元）"]
[{"$nulls":6},"综合单价","合价"]
[null,null,"A.1 土石方工程"]
[1,"010101004005","挖基坑土方","1.土壤类别:综合考虑\n2.挖土深度:2m 内\n3.其他:按技术规范及设计图纸完成清单项目所需的一切相关工作","m3","37.42"]
[2,"010103001005","回填方","1.密实度要求:不小于0.94\n2.填方材料品种:综合考虑\n3.填方粒径要求:综合考虑\n4.其他:按技术规范及设计图纸完成清单项目所需的一切相关工作","m3","19.24"]
[3,"010103002005","余方弃置","1.废弃料品种:综合考虑\n2.其他:按技术规范及设计图纸完成清单项目所需的一切相关工作","m3","18.18"]
[null,null,"【土石方工程】分部小计"]
[null,null,"A.5 混凝土及钢筋混凝土工程"]
[4,"010501001004","垫层","1.混凝土种类:商品混凝土\n2.混凝土强度等级:C15\n3.含模板制作安装\n4.其他:按技术规范及设计图纸完成清单项目所需的一切相关工作","m3","3.2"]
[5,"010501003007","钢梯基础","1.混凝土种类:商品混凝土\n2.混凝土强度等级:C30\n3.含模板制作安装\n4.其他:按技术规范及设计图纸完成清单项目所需的一切相关工作","m3","12.96"]
[6,"010501003008","钢梯基础","1.素土夯实后浇筑C20混凝土\n2.混凝土种类:商品混凝土\n3.混凝土强度等级:C20\n4.含模板制作安装\n5.其他:按技术规范及设计图纸完成清单项目所需的一切相关工作","m3","0.91"]
[7,"010515001008","现浇构件钢筋","1.钢筋种类、规格:现浇构件带肋钢筋 φ12-16\n2.其他:按技术规范及设计图纸完成清单项目所需的一切相关工作","t","0.808"]
["本页小计"]
["编制人：                                   证号：                                 编制日期："]
["工程量清单综合单价报价表"]
[{"$nulls":5},"编制单位盖章："]
["工程名称：塘厦凤凰水厂分布式光伏发电项目-装饰钢结构部分",{"$nulls":5},"第 2 页  共 6 页"]
["序号","项目编码","项目名称","项目特征描述","计量\n单位","工程数量","金额（元）"]
[{"$nulls":6},"综合单价","合价"]
[8,"010507007010","柱脚包封","1.混凝土种类:素混凝土\n2.混凝土强度等级:C25\n3.含模板制作安装\n4.其他:按技术规范及设计图纸完成清单项目所需的一切相关工作","m3","3.1"]
[9,"010902001012","柱脚包封防水","1.卷材品种、规格、厚度:3mm厚SBS防水卷材\n2.其他:按技术规范及设计图纸完成清单项目所需的一切相关工作","m2","46.56"]
[null,null,"【混凝土及钢筋混凝土工程】分部小计"]
[null,null,"A.6 金属结构工程"]
[10,"010603002015","空腹钢柱","1.柱类型:镀锌矩管钢柱\n2.钢材品种:Q355B\n3.钢材规格:口120*120*4\n4.单根柱质量:3t以内\n5.包含柱脚端板、加劲板、三角连接件等\n6.其他:按技术规范及设计图纸完成清单项目所需的一切相关工作","t","0.832"]
[11,"010603002016","空腹钢柱","1.柱类型:镀锌矩管钢柱\n2.钢材品种:Q355B\n3.钢材规格:口100*100*4\n4.单根柱质量:3t以内\n5.包含柱脚端板、加劲板、三角连接件等\n6.其他:按技术规范及设计图纸完成清单项目所需的一切相关工作","t","2.311"]
[12,"010604001026","钢梁","1.梁类型:镀锌矩管钢梁\n2.钢材品种:Q355B\n3.钢材规格:口120*80*4\n4.单根质量:1.5t以内\n5.包含安全绳固定件及加劲肋等\n6.其他:按技术规范及设计图纸完成清单项目所需的一切相关工作","t","2.982"]
["本页小计"]
["编制人：                                   证号：                                 编制日期："]
["工程量清单综合单价报价表"]
[{"$nulls":5},"编制单位盖章："]
["工程名称：塘厦凤凰水厂分布式光伏发电项目-装饰钢结构部分",{"$nulls":5},"第 3 页  共 6 页"]
["序号","项目编码","项目名称","项目特征描述","计量\n单位","工程数量","金额（元）"]
[{"$nulls":6},"综合单价","合价"]
[13,"010604001027","钢梁","1.梁类型:镀锌矩管钢梁\n2.钢材品种:Q355B\n3.钢材规格:口140*80*4\n4.单根质量:1.5t以内\n5.包含安全绳固定件及加劲肋等\n6.其他:按技术规范及设计图纸完成清单项目所需的一切相关工作","t","2.4"]
[14,"010606002023","钢檩条","1.构件类型:镀锌矩管檩条\n2.钢材品种:Q355B\n3.钢材规格:口120*60*4\n4.其他:按技术规范及设计图纸完成清单项目所需的一切相关工作","t","10.904"]
[15,"010606002024","钢檩条","1.构件类型:镀锌矩管檩条\n2.钢材品种:Q355B\n3.钢材规格:口120*80*4\n4.其他:按技术规范及设计图纸完成清单项目所需的一切相关工作","t","6.618"]
[16,"010606002025","钢檩条","1.构件类型:镀锌矩管檩条\n2.钢材品种:Q355B\n3.钢材规格:口80*40*4\n4.其他:按技术规范及设计图纸完成清单项目所需的一切相关工作","t","1.357"]
[17,"010606001044","系杆","1.构件类型:圆管系杆\n2.钢材品种:Q235B\n3.钢材规格:Φ76*3\n4.其他:按技术规范及设计图纸完成清单项目所需的一切相关工作","t","0.427"]
[18,"010606001045","系杆","1.构件类型:圆管系杆\n2.钢材品种:Q235B\n3.钢材规格:Φ89*3\n4.其他:按技术规范及设计图纸完成清单项目所需的一切相关工作","t","2.43"]
["本页小计"]
["编制人：                                   证号：                                 编制日期："]
["工程量清单综合单价报价表"]
[{"$nulls":5},"编制单位盖章："]
["工程名称：塘厦凤凰水厂分布式光伏发电项目-装饰钢结构部分",{"$nulls":5},"第 4 页  共 6 页"]
["序号","项目编码","项目名称","项目特征描述","计量\n单位","工程数量","金额（元）"]
[{"$nulls":6},"综合单价","合价"]
[19,"010606001046","系杆","1.构件类型:圆管系杆\n2.钢材品种:Q235B\n3.钢材规格:Φ102*3\n4.其他:按技术规范及设计图纸完成清单项目所需的一切相关工作","t","0.982"]
[20,"010606001047","钢支撑","1.构件类型:圆钢支撑\n2.钢材品种:Q235B\n3.钢材规格:Φ16\n4.其他:按技术规范及设计图纸完成清单项目所需的一切相关工作","t","1.237"]
[21,"010606001048","斜撑","1.构件类型:镀锌矩管斜撑\n2.钢材品种:Q235B\n3.钢材规格:口70*50*4\n4.其他:按技术规范及设计图纸完成清单项目所需的一切相关工作","t","1.022"]
[22,"010606001049","斜撑","1.构件类型:镀锌矩管斜撑\n2.钢材品种:Q235B\n3.钢材规格:口80*60*4\n4.其他:按技术规范及设计图纸完成清单项目所需的一切相关工作","t","0.505"]
[23,"010606008004","钢梯","1.钢材品种、规格:Q235B\n2.钢梯形式:踏步式\n3.包含楼梯平台、楼梯梁、楼梯踏步、楼梯柱、踢脚板、柱脚端板等\n4.具体详见02J401\n5.其他:按技术规范及设计图纸完成清单项目所需的一切相关工作","t","11.573"]
[24,"010606009004","钢护栏","1.钢材品种、规格:Q235B\n2.栏杆扶手高度不小于900mm\n3.其他:按技术规范及设计图纸完成清单项目所需的一切相关工作","t","0.981"]
["本页小计"]
["编制人：                                   证号：                                 编制日期："]
["工程量清单综合单价报价表"]
[{"$nulls":5},"编制单位盖章："]
["工程名称：塘厦凤凰水厂分布式光伏发电项目-装饰钢结构部分",{"$nulls":5},"第 5 页  共 6 页"]
["序号","项目编码","项目名称","项目特征描述","计量\n单位","工程数量","金额（元）"]
[{"$nulls":6},"综合单价","合价"]
[25,"010606006009","维护通道","1.名称:维护通道\n2.盖板规格型号:S350GD+ZM275\n3.30*30*3方通(Q235)\n4.具体详见图纸CS-GF-05大样\n5.其他:按技术规范及设计图纸完成清单项目所需的一切相关工作","t","0.339"]
[26,"040602038025","M型水槽","1.名称:M型水槽\n2.材质:S350GD+ZM275\n3.具体详见图纸CS-GF-05大样\n4.其他:按技术规范及设计图纸完成清单项目所需的一切相关工作","m","1526.51"]
[27,"040602038026","横向水槽","1.名称:横向水槽\n2.材质:S350GD+ZM275\n3.具体详见图纸CS-GF-05大样\n4.其他:按技术规范及设计图纸完成清单项目所需的一切相关工作","m","748.66"]
[28,"040602038027","汇水槽","1.名称:汇水槽\n2.材质:S350GD+ZM275\n3.具体详见图纸CS-GF-05大样\n4.其他:按技术规范及设计图纸完成清单项目所需的一切相关工作","m","227.65"]
[29,"010516001012","螺栓","1.螺栓种类:M12化学锚栓\n2.其他:按技术规范及设计图纸完成清单项目所需的一切相关工作","套","520"]
[null,null,"【金属结构工程】分部小计"]
[null,null,"A.8 门窗工程"]
[30,"010804005004","金属格栅门","1.门代号及洞口尺寸:900*1200mm\n2.门框、扇材质:方管50*50*2间距200\n3.其他:按技术规范及设计图纸完成清单项目所需的一切相关工作","m2","3.24"]
["本页小计"]
["编制人：                                   证号：                                 编制日期："]
["工程量清单综合单价报价表"]
[{"$nulls":5},"编制单位盖章："]
["工程名称：塘厦凤凰水厂分布式光伏发电项目-装饰钢结构部分",{"$nulls":5},"第 6 页  共 6 页"]
["序号","项目编码","项目名称","项目特征描述","计量\n单位","工程数量","金额（元）"]
[{"$nulls":6},"综合单价","合价"]
[null,null,"【门窗工程】分部小计"]
[null,null,"A.9 屋面及防水工程"]
[31,"010901001004","瓦屋面","1.瓦品种、规格:彩钢瓦封边\n2.其他:按技术规范及设计图纸完成清单项目所需的一切相关工作","m2","45.33"]
[null,null,"【屋面及防水工程】分部小计"]
[null,null,"A.16 拆除工程"]
[32,"011607001009","屋面防水层拆除","1.屋面防水层拆除\n2.其他:按技术规范及设计图纸完成清单项目所需的一切相关工作","m2","17.78"]
[null,null,"【拆除工程】分部小计"]
{"$rows_empty":19}
["本页小计"]
["合  计"]
["编制人：                                   证号：                                 编制日期："]

{"sheet":"工程量清单报价汇总表【塘厦凤凰水厂分布式光伏发电项目-安装","index":35,"n_rows":22,"n_cols":7,"rows_kept":22,"merged":[[0,0,0,6],[1,0,1,2],[1,4,1,6],[2,2,2,4],[3,2,3,4],[4,2,4,4],[5,2,5,4],[6,2,6,4],[7,2,7,4],[8,2,8,4],[9,2,9,4],[10,2,10,4],[11,2,11,4],[12,2,12,4],[13,2,13,4],[14,2,14,4],[15,2,15,4],[16,2,16,4],[17,2,17,4],[18,2,18,4],[19,2,19,4],[20,2,20,4],[21,2,21,4],[22,2,22,4],[23,2,23,4],[24,2,24,4],[25,2,25,4],[26,2,26,4],[27,2,27,4],[28,2,28,4],[29,2,29,4],[30,2,30,4],[31,2,31,4],[32,2,32,4],[33,2,33,4],[34,2,34,4],[35,2,35,4],[36,2,36,4]]}
["工程量清单报价汇总表"]
["工程名称：塘厦凤凰水厂分布式光伏发电项目-安装部分",{"$nulls":3},"第 1 页  共 1 页"]
["序号","费用名称","基数说明",null,null,"费率(%)","金额"]
["1","分部分项合计","分部分项合计"]
["2","措施合计","绿色施工安全防护措施费+其他措施费"]
["2.1","绿色施工安全防护措施费","安全及文明施工措施费"]
["2.2","其他措施费","其他措施费"]
["3","其他项目","其他项目合计"]
["3.1","暂列金额","暂列金额"]
["3.2","暂估价","暂估价合计"]
["3.3","计日工","计日工"]
["3.4","总承包服务费","总承包服务费"]
["3.5","预算包干费","预算包干费"]
["3.6","工程优质费","工程优质费"]
["3.7","概算幅度差","概算幅度差"]
["3.8","索赔费用","索赔费用"]
["3.9","现场签证费用","现场签证费用"]
["3.10","其他费用","其他费用"]
["4","税前工程造价","分部分项合计+措施合计+其他项目"]
["5","增值税销项税额","分部分项合计+措施合计+其他项目"]
["6","总造价","分部分项合计+措施合计+其他项目+增值税销项税额"]
["7","人工费","分部分项人工费+技术措施项目人工费+机上人工费"]

{"sheet":"分部分项工程量清单与计价表【塘厦凤凰水厂分布式光伏发电项目","index":36,"n_rows":166,"n_cols":10,"rows_kept":166,"merged":[[0,0,0,9],[1,0,1,4],[1,5,1,6],[1,7,1,9],[2,0,3,0],[2,1,3,1],[2,2,3,2],[2,3,3,3],[2,4,3,5],[2,6,3,7],[2,8,2,9],[4,2,4,3],[4,4,4,5],[4,6,4,7],[5,2,5,3],[5,4,5,5],[5,6,5,7],[6,4,6,5],[6,6,6,7],[7,4,7,5],[7,6,7,7],[8,4,8,5],[8,6,8,7],[9,4,9,5],[9,6,9,7],[10,4,10,5],[10,6,10,7],[11,4,11,5],[11,6,11,7],[12,0,12,8],[13,0,13,4],[13,5,13,6],[13,7,13,9],[14,0,14,9],[15,0,15,4],[15,5,15,6],[15,7,15,9],[16,0,17,0],[16,1,17,1],[16,2,17,2],[16,3,17,3],[16,4,17,5],[16,6,17,7],[16,8,16,9],[18,4,18,5],[18,6,18,7],[19,4,19,5],[19,6,19,7],[20,4,20,5],[20,6,20,7],[21,4,21,5],[21,6,21,7],[22,4,22,5],[22,6,22,7],[23,0,23,8],[24,0,24,4],[24,5,24,6],[24,7,24,9],[25,0,25,9],[26,0,26,4],[26,5,26,6],[26,7,26,9],[27,0,28,0],[27,1,28,1],[27,2,28,2],[27,3,28,3],[27,4,28,5],[27,6,28,7],[27,8,27,9],[29,4,29,5],[29,6,29,7],[30,4,30,5],[30,6,30,7],[31,4,31,5],[31,6,31,7],[32,4,32,5],[32,6,32,7],[33,4,33,5],[33,6,33,7],[34,4,34,5],[34,6,34,7],[35,4,35,5],[35,6,35,7],[36,0,36,8],[37,0,37,4],[37,5,37,6],[37,7,37,9],[38,0,38,9],[39,0,39,4],[39,5,39,6],[39,7,39,9],[40,0,41,0],[40,1,41,1],[40,2,41,2],[40,3,41,3],[40,4,41,5],[40,6,41,7],[40,8,40,9],[42,4,42,5],[42,6,42,7],[43,4,43,5],[43,6,43,7],[44,4,44,5],[44,6,44,7],[45,4,45,5],[45,6,45,7],[46,4,46,5],[46,6,46,7],[47,4,47,5],[47,6,47,7],[48,4,48,5],[48,6,48,7],[49,0,49,8],[50,0,50,4],[50,5,50,6],[50,7,50,9],[51,0,51,9],[52,0,52,4],[52,5,52,6],[52,7,52,9],[53,0,54,0],[53,1,54,1],[53,2,54,2],[53,3,54,3],[53,4,54,5],[53,6,54,7],[53,8,53,9],[55,4,55,5],[55,6,55,7],[56,4,56,5],[56,6,56,7],[57,4,57,5],[57,6,57,7],[58,4,58,5],[58,6,58,7],[59,4,59,5],[59,6,59,7],[60,4,60,5],[60,6,60,7],[61,4,61,5],[61,6,61,7],[62,0,62,8],[63,0,63,4],[63,5,63,6],[63,7,63,9],[64,0,64,9],[65,0,65,4],[65,5,65,6],[65,7,65,9],[66,0,67,0],[66,1,67,1],[66,2,67,2],[66,3,67,3],[66,4,67,5],[66,6,67,7],[66,8,66,9],[68,4,68,5],[68,6,68,7],[69,4,69,5],[69,6,69,7],[70,4,70,5],[70,6,70,7],[71,4,71,5],[71,6,71,7],[72,4,72,5],[72,6,72,7],[73,2,73,3],[73,4,73,5],[73,6,73,7],[74,2,74,3],[74,4,74,5],[74,6,74,7],[75,4,75,5],[75,6,75,7],[76,0,76,8],[77,0,77,4],[77,5,77,6],[77,7,77,9],[78,0,78,9],[79,0,79,4],[79,5,79,6],[79,7,79,9],[80,0,81,0],[80,1,81,1],[80,2,81,2],[80,3,81,3],[80,4,81,5],[80,6,81,7],[80,8,80,9],[82,4,82,5],[82,6,82,7],[83,4,83,5],[83,6,83,7],[84,4,84,5],[84,6,84,7],[85,4,85,5],[85,6,85,7],[86,2,86,3],[86,4,86,5],[86,6,86,7],[87,2,87,3],[87,4,87,5],[87,6,87,7],[88,4,88,5],[88,6,88,7],[89,4,89,5],[89,6,89,7],[90,4,90,5],[90,6,90,7],[91,0,91,8],[92,0,92,4],[92,5,92,6],[92,7,92,9],[93,0,93,9],[94,0,94,4],[94,5,94,6],[94,7,94,9],[95,0,96,0],[95,1,96,1],[95,2,96,2],[95,3,96,3],[95,4,96,5],[95,6,96,7],[95,8,95,9],[97,4,97,5],[97,6,97,7],[98,4,98,5],[98,6,98,7],[99,4,99,5],[99,6,99,7],[100,4,100,5],[100,6,100,7],[101,4,101,5],[101,6,101,7],[102,4,102,5],[102,6,102,7],[103,4,103,5],[103,6,103,7],[104,4,104,5],[104,6,104,7],[105,0,105,8],[106,0,106,4],[106,5,106,6],[106,7,106,9],[107,0,107,9],[108,0,108,4],[108,5,108,6],[108,7,108,9],[109,0,110,0],[109,1,110,1],[109,2,110,2],[109,3,110,3],[109,4,110,5],[109,6,110,7],[109,8,109,9],[111,4,111,5],[111,6,111,7],[112,4,112,5],[112,6,112,7],[113,4,113,5],[113,6,113,7],[114,4,114,5],[114,6,114,7],[115,4,115,5],[115,6,115,7],[116,2,116,3],[116,4,116,5],[116,6,116,7],[117,2,117,3],[117,4,117,5],[117,6,117,7],[118,4,118,5],[118,6,118,7],[119,4,119,5],[119,6,119,7],[120,0,120,8],[121,0,121,4],[121,5,121,6],[121,7,121,9],[122,0,122,9],[123,0,123,4],[123,5,123,6],[123,7,123,9],[124,0,125,0],[124,1,125,1],[124,2,125,2],[124,3,125,3],[124,4,125,5],[124,6,125,7],[124,8,124,9],[126,4,126,5],[126,6,126,7],[127,4,127,5],[127,6,127,7],[128,4,128,5],[128,6,128,7],[129,4,129,5],[129,6,129,7],[130,4,130,5],[130,6,130,7],[131,4,131,5],[131,6,131,7],[132,4,132,5],[132,6,132,7],[133,0,133,8],[134,0,134,4],[134,5,134,6],[134,7,134,9],[135,0,135,9],[136,0,136,4],[136,5,136,6],[136,7,136,9],[137,0,138,0],[137,1,138,1],[137,2,138,2],[137,3,138,3],[137,4,138,5],[137,6,138,7],[137,8,137,9],[139,4,139,5],[139,6,139,7],[140,2,140,3],[140,4,140,5],[140,6,140,7],[141,2,141,3],[141,4,141,5],[141,6,141,7],[142,4,142,5],[142,6,142,7],[143,2,143,3],[143,4,143,5],[143,6,143,7],[144,4,144,5],[144,6,144,7],[145,4,145,5],[145,6,145,7],[146,4,146,5],[146,6,146,7],[147,4,147,5],[147,6,147,7],[148,4,148,5],[148,6,148,7],[149,4,149,5],[149,6,149,7],[150,4,150,5],[150,6,150,7],[151,4,151,5],[151,6,151,7],[152,4,152,5],[152,6,152,7],[153,4,153,5],[153,6,153,7],[154,4,154,5],[154,6,154,7],[155,4,155,5],[155,6,155,7],[156,4,156,5],[156,6,156,7],[157,4,157,5],[157,6,157,7],[158,4,158,5],[158,6,158,7],[159,4,159,5],[159,6,159,7],[160,4,160,5],[160,6,160,7],[161,4,161,5],[161,6,161,7],[162,4,162,5],[162,6,162,7],[163,0,163,8],[164,0,164,8],[165,0,165,4],[165,5,165,6],[165,7,165,9]]}
["分部分项工程量清单与计价表"]
["工程名称：塘厦凤凰水厂分布式光伏发电项目-安装部分",{"$nulls":6},"(编制单位盖章)"]
["序号","项目编码","项目名称","项目特征描述","计量\n单位",null,"工程量",null,"金额（元）"]
[{"$nulls":8},"综合单价","合价"]
[null,null,"   电气系统"]
[null,null,"   光伏系统"]
[1,"031006005014","620Wp单晶硅光伏组件","1.名称:单晶硅光伏组件\n2.型号:620Wp,组件尺寸：2382*1134*30mm\n3.含铝合金6063-T5压块\n4.本体工程及附件安装\n5.综合考虑完成该工艺的所有施工内容，详见设计图纸及相关规范等\n6.屋面上组件","块",null,"661"]
[2,"030405002028","光伏逆变器","1.名称:30kW逆变器\n2.规格、型号:最大输入电压：1100V 额定电网电压：400Vac\n3.本体工程及附件安装\n4.综合考虑完成该工艺的所有施工内容，详见设计图纸及相关规范等","台",null,"1"]
[3,"030405002029","光伏逆变器","1.名称:36kW逆变器\n2.规格、型号:最大输入电压：1100V 额定电网电压：400Vac\n3.本体工程及附件安装\n4.综合考虑完成该工艺的所有施工内容，详见设计图纸及相关规范等","台",null,"5"]
[4,"030405002030","光伏逆变器","1.名称:150kW逆变器\n2.规格、型号:最大输入电压：1100V 额定电网电压：400Vac\n3.本体工程及附件安装\n4.综合考虑完成该工艺的所有施工内容，详见设计图纸及相关规范等","台",null,"1"]
[5,"030404017028","汇流箱 2进1出","1.名称:汇流箱 2进1出\n2.本体工程及附件安装\n3.综合考虑完成该工艺的所有施工内容，详见设计图纸及相关规范等","台",null,"1"]
[6,"030404017029","汇流箱 3进1出","1.名称:汇流箱 3进1出\n2.本体工程及附件安装\n3.综合考虑完成该工艺的所有施工内容，详见设计图纸及相关规范等","台",null,"1"]
["本页小计"]
[{"$nulls":7},"第 1 页  共 11 页"]
["分部分项工程量清单与计价表"]
["工程名称：塘厦凤凰水厂分布式光伏发电项目-安装部分",{"$nulls":6},"(编制单位盖章)"]
["序号","项目编码","项目名称","项目特征描述","计量\n单位",null,"工程量",null,"金额（元）"]
[{"$nulls":8},"综合单价","合价"]
[7,"030408001055","电力电缆","1.名称:光伏电缆\n2.规格、型号:PV1-F 1x4\n3.敷设方式:综合考虑\n4.综合考虑完成该工艺的所有施工内容，详见设计图纸及相关规范等","m",null,"3175.52"]
[8,"030408001056","电力电缆","1.名称:电力电缆 \n2.型号:ZRC-YJV\n3.规格:4*16\n4.材质:铜芯\n5.电压等级(kV):0.6/1kV\n6.综合考虑完成该工艺的所有施工内容，详见设计图纸及相关规范等","m",null,"449.29"]
[9,"030408001057","电力电缆","1.名称:电力电缆 \n2.型号:ZRC-YJV\n3.规格:3*35+1*16\n4.材质:铜芯\n5.电压等级(kV):0.6/1kV\n6.综合考虑完成该工艺的所有施工内容，详见设计图纸及相关规范等","m",null,"328.95"]
[10,"030408001058","电力电缆","1.名称:电力电缆 \n2.型号:ZRC-YJV\n3.规格:3*150+1*75\n4.材质:铜芯\n5.电压等级(kV):0.6/1kV\n6.综合考虑完成该工艺的所有施工内容，详见设计图纸及相关规范等","m",null,"10.83"]
[11,"030408001059","电力电缆","1.名称:电力电缆 \n2.型号:ZRC-YJV\n3.规格:3*185+1*95\n4.材质:铜芯\n5.电压等级(kV):0.6/1kV\n6.综合考虑完成该工艺的所有施工内容，详见设计图纸及相关规范等","m",null,"29.36"]
["本页小计"]
[{"$nulls":7},"第 2 页  共 11 页"]
["分部分项工程量清单与计价表"]
["工程名称：塘厦凤凰水厂分布式光伏发电项目-安装部分",{"$nulls":6},"(编制单位盖章)"]
["序号","项目编码","项目名称","项目特征描述","计量\n单位",null,"工程量",null,"金额（元）"]
[{"$nulls":8},"综合单价","合价"]
[12,"030408001060","电力电缆","1.名称:电力电缆 \n2.型号:ZRC-YJV\n3.规格:3*300+1*150\n4.材质:铜芯\n5.电压等级(kV):0.6/1kV\n6.综合考虑完成该工艺的所有施工内容，详见设计图纸及相关规范等","m",null,"18.49"]
[13,"030408006036","电力电缆头","1.名称:电缆终端头\n2.规格、型号:16mm2以下\n3.综合考虑完成该工艺的所有施工内容，详见设计图纸及相关规范等","个",null,"12"]
[14,"030408006037","电力电缆头","1.名称:电缆终端头\n2.规格、型号:35mm2以下\n3.综合考虑完成该工艺的所有施工内容，详见设计图纸及相关规范等","个",null,"2"]
[15,"030408006038","电力电缆头","1.名称:电缆终端头\n2.规格、型号:185mm2以下\n3.综合考虑完成该工艺的所有施工内容，详见设计图纸及相关规范","个",null,"6"]
[16,"030408006039","电力电缆头","1.名称:电缆终端头\n2.规格、型号:300mm2以下\n3.综合考虑完成该工艺的所有施工内容，详见设计图纸及相关规范","个",null,"2"]
[17,"030411003035","线槽（含辅件）","1.名称:线槽（含辅件）\n2.规格、型号:200×100*1.2\n3.含连接件等\n4.本体工程及附件安装\n5.综合考虑完成该工艺的所有施工内容，详见设计图纸及相关规范等","m",null,"69.59"]
[18,"030411003036","线槽（含辅件）","1.名称:线槽（含辅件）\n2.规格、型号:150×75*1.0\n3.含连接件等\n4.本体工程及附件安装\n5.综合考虑完成该工艺的所有施工内容，详见设计图纸及相关规范范等","m",null,"106.74"]
["本页小计"]
[{"$nulls":7},"第 3 页  共 11 页"]
["分部分项工程量清单与计价表"]
["工程名称：塘厦凤凰水厂分布式光伏发电项目-安装部分",{"$nulls":6},"(编制单位盖章)"]
["序号","项目编码","项目名称","项目特征描述","计量\n单位",null,"工程量",null,"金额（元）"]
[{"$nulls":8},"综合单价","合价"]
[19,"030411003037","线槽（含辅件）","1.名称:线槽（含辅件）\n2.规格、型号:50×50*1.0\n3.含连接件等\n4.本体工程及附件安装\n5.综合考虑完成该工艺的所有施工内容，详见设计图纸及相关规范范等","m",null,"46.58"]
[20,"030413001009","桥架支架","1.名称:桥架支架\n2.材质:铁构件\n3.规格:综合考虑\n4.综合考虑完成该工艺的所有施工内容，详见设计图纸及相关规范等","kg",null,"130.13"]
[21,"030404004017","并网计量柜","1.名称:并网计量柜\n2.规格、型号:BWG1 AA08，屏柜尺寸：600×800×2200\n3.含内部组件组装等\n4.本体工程及附件安装和槽钢支架等\n5.综合考虑完成该工艺的所有施工内容，详见设计图纸及相关规范等","台",null,"1"]
[22,"030414002009","送配电装置系统","1.名称:送配电装置系统\n2.综合考虑完成该工艺的所有施工内容，详见设计图纸及相关规范等","系统",null,"1"]
[23,"040205001007","电缆井","1.名称:电缆井\n2.规格尺寸:910*1225*1300\n3.水泥路面破除及恢复\n4.具体做法详图纸大样\n5.综合考虑完成该工艺的所有施工内容，详见设计图纸及相关规范等","座",null,"9"]
[24,"050307009017","标志牌","1.名称:标志牌\n2.类别:安健环详图、警示牌图、光伏发电站场应急处置卡\n3.规格、型号:1200*800\n4.综合考虑完成该工艺的所有施工内容，详见设计图纸及相关规范等","个",null,"4"]
[25,"050307009018","标志牌","1.名称:标志牌\n2.类别:0.4kV结线图\n3.综合考虑完成该工艺的所有施工内容，详见设计图纸及相关规范等","个",null,"1"]
["本页小计"]
[{"$nulls":7},"第 4 页  共 11 页"]
["分部分项工程量清单与计价表"]
["工程名称：塘厦凤凰水厂分布式光伏发电项目-安装部分",{"$nulls":6},"(编制单位盖章)"]
["序号","项目编码","项目名称","项目特征描述","计量\n单位",null,"工程量",null,"金额（元）"]
[{"$nulls":8},"综合单价","合价"]
[26,"040501004018","塑料管","1.名称:3孔埋管\n2.材质及规格:PVC110\n3.具体做法详图纸大样\n4.综合考虑完成该工艺的所有施工内容，详见设计图纸及相关规范等","m",null,"202.38"]
[27,"040501004019","塑料管","1.名称:6孔埋管\n2.材质及规格:PVC110\n3.具体做法详图纸大样\n4.综合考虑完成该工艺的所有施工内容，详见设计图纸及相关规范等","m",null,"28.99"]
[28,"041001001008","拆除路面","1.材质:拆除路面\n2.厚度:25cm\n3.旧路面机械破除\n4.具体做法详图纸大样\n5.综合考虑完成该工艺的所有施工内容，详见设计图纸及相关规范等","m2",null,"120.41"]
[29,"040101002022","挖沟槽土方","1.土壤类别:挖沟槽土方\n2.挖土深度:2m 内\n3.一二类土\n4.具体做法详图纸大样\n5.综合考虑完成该工艺的所有施工内容，详见设计图纸及相关规范等","m3",null,"178.88"]
[30,"040303001008","垫层","1.名称:垫层\n2.材质:石屑\n3.具体做法详图纸大样\n4.综合考虑完成该工艺的所有施工内容，详见设计图纸及相关规范等","m3",null,"18.74"]
[31,"040103001013","回填方","1.名称:回填方\n2.填方材料品种:回填用砂\n3.具体做法详图纸大样\n4.综合考虑完成该工艺的所有施工内容，详见设计图纸及相关规范等","m3",null,"48.6"]
[32,"040202003015","水泥稳定土","1.名称:回填方\n2.填方材料品种:集中拌合水泥石屑混合料 水泥含量 4%\n3.具体做法详图纸大样\n4.综合考虑完成该工艺的所有施工内容，详见设计图纸及相关规范等","m3",null,"29.49"]
["本页小计"]
[{"$nulls":7},"第 5 页  共 11 页"]
["分部分项工程量清单与计价表"]
["工程名称：塘厦凤凰水厂分布式光伏发电项目-安装部分",{"$nulls":6},"(编制单位盖章)"]
["序号","项目编码","项目名称","项目特征描述","计量\n单位",null,"工程量",null,"金额（元）"]
[{"$nulls":8},"综合单价","合价"]
[33,"040202003016","水泥稳定土","1.名称:回填方\n2.填方材料品种:集中拌合水泥石屑混合料 水泥含量 6%\n3.具体做法详图纸大样\n4.综合考虑完成该工艺的所有施工内容，详见设计图纸及相关规范等","m3",null,"40.86"]
[34,"050402002008","现浇混凝土路面","1.名称:现浇混凝土路面\n2.厚度:25cm  C30\n3.具体做法详图纸大样\n4.综合考虑完成该工艺的所有施工内容，详见设计图纸及相关规范等","m2",null,"130.44"]
[35,"040103001014","回填方","1.名称:回填方\n2.填方材料品种:原土\n3.具体做法详图纸大样\n4.综合考虑完成该工艺的所有施工内容，详见设计图纸及相关规范等","m3",null,"27.05"]
[36,"040101002023","余方外运","1.土壤类别:余方外运\n2.运距:按15km考虑\n3.一二类土\n4.具体做法详图纸大样\n5.综合考虑完成该工艺的所有施工内容，详见设计图纸及相关规范等","m3",null,"164.87"]
[37,"040101002024","余方外运","1.土壤类别:余方外运\n2.运距:按15km考虑\n3.路面块料\n4.具体做法详图纸大样\n5.综合考虑完成该工艺的所有施工内容，详见设计图纸及相关规范等","m3",null,"30.1"]
[null,null,"【光伏系统】分部小计"]
[null,null,"   防雷接地"]
[38,"030409002008","接地母线","1.名称:接地扁钢\n2.规格、型号:热镀锌扁钢 -40×4\n3.综合考虑完成该工艺的所有施工内容，详见设计图纸及相关规范等","m",null,"557.46"]
["本页小计"]
[{"$nulls":7},"第 6 页  共 11 页"]
["分部分项工程量清单与计价表"]
["工程名称：塘厦凤凰水厂分布式光伏发电项目-安装部分",{"$nulls":6},"(编制单位盖章)"]
["序号","项目编码","项目名称","项目特征描述","计量\n单位",null,"工程量",null,"金额（元）"]
[{"$nulls":8},"综合单价","合价"]
[39,"030409003015","避雷引下线","1.名称:避雷引下线\n2.材质:镀锌扁钢\n3.规格:40*4\n4.断接卡子:含断接卡子\n5.综合考虑完成该工艺的所有施工内容，详见设计图纸及相关规范等","m",null,"47.99"]
[40,"030409003016","断接卡子","1.名称:断接卡子制作、安装\n2.材质:镀锌扁钢\n3.规格:40*4\n4.综合考虑完成该工艺的所有施工内容，详见设计图纸及相关规范等","套",null,"27"]
[41,"030411004018","接地线","1.名称:接地跨接线\n2.规格、型号:BVR-1×4\n3.综合考虑完成该工艺的所有施工内容，详见设计图纸及相关规范等","处",null,"661"]
[42,"040807003008","接地装置调试","1.名称:接地装置调试 接地网\n2.综合考虑完成该工艺的所有施工内容，详见设计图纸及相关规范等","系统",null,"4"]
[null,null,"【防雷接地】分部小计"]
[null,null,"   弱电系统"]
[43,"030404017030","配电箱","1.名称:监控防水箱\n2.综合考虑完成该工艺的所有施工内容，详见设计图纸及相关规范等","台",null,"4"]
[44,"030607006009","数据采集器","1.名称:数据采集器\n2.型号:符合设计需求及满足现场设备需求\n3.规格:225*160*44\n4.功能:设备安装及调试\n5.综合考虑完成该工艺的所有施工内容，详见设计图纸及相关规范等","套",null,"1"]
[45,"030502001009","机柜、机架","1.名称:网络机柜6U壁挂式\n2.规格:宽550*深400*高300\n3.安装方式:室内壁装\n4.综合考虑完成该工艺的所有施工内容，详见设计图纸及相关规范等","台",null,"1"]
["本页小计"]
[{"$nulls":7},"第 7 页  共 11 页"]
["分部分项工程量清单与计价表"]
["工程名称：塘厦凤凰水厂分布式光伏发电项目-安装部分",{"$nulls":6},"(编制单位盖章)"]
["序号","项目编码","项目名称","项目特征描述","计量\n单位",null,"工程量",null,"金额（元）"]
[{"$nulls":8},"综合单价","合价"]
[46,"030501012016","交换机","1.名称:交换机\n2.功能:16口，带POE\n3.综合考虑完成该工艺的所有施工内容，详见设计图纸及相关规范等","台",null,"1"]
[47,"030501012017","交换机","1.名称:交换机\n2.功能:8口，带POE\n3.综合考虑完成该工艺的所有施工内容，详见设计图纸及相关规范等","台",null,"4"]
[48,"040205020016","监控摄像机","1.类型:红外高清高速球机\n2.规格、型号:400w像素\n3.综合考虑完成该工艺的所有施工内容，详见设计图纸及相关规范等","台",null,"5"]
[49,"040205020017","摄像机支架","1.类型:摄像机支架（横梁上安装）\n2.规格、型号:按设备情况确定\n3.支架形式:壁挂式支架\n4.综合考虑完成该工艺的所有施工内容，详见设计图纸及相关规范等","台",null,"5"]
[50,"030506008009","视频系统调试","1.名称:安全防范分系统调试 电视监控系统 摄像机\n2.综合考虑完成该工艺的所有施工内容，详见设计图纸及相关规范等","系统",null,"5"]
[51,"030409010009","浪涌保护器","1.名称:浪涌保护器\n2.综合考虑完成该工艺的所有施工内容，详见设计图纸及相关规范等","个",null,"5"]
[52,"030501010009","光纤收发器","1.名称:光纤收发器\n2.类别:千兆单模单纤\n3.综合考虑完成该工艺的所有施工内容，详见设计图纸及相关规范等","台",null,"5"]
[53,"030502009009","尾纤","1.名称:尾纤\n2.类别:单模单纤\n3.综合考虑完成该工艺的所有施工内容，详见设计图纸及相关规范等","条",null,"5"]
["本页小计"]
[{"$nulls":7},"第 8 页  共 11 页"]
["分部分项工程量清单与计价表"]
["工程名称：塘厦凤凰水厂分布式光伏发电项目-安装部分",{"$nulls":6},"(编制单位盖章)"]
["序号","项目编码","项目名称","项目特征描述","计量\n单位",null,"工程量",null,"金额（元）"]
[{"$nulls":8},"综合单价","合价"]
[54,"030502007009","光缆","1.名称:光缆\n2.规格:6芯\n3.综合考虑完成该工艺的所有施工内容，详见设计图纸及相关规范等","m",null,"2131.74"]
[55,"030502005009","双绞线缆","1.名称:双绞线缆\n2.规格:超六类网线\n3.线缆对数:CAT6E\n4.敷设方式:管槽内安装\n5.综合考虑完成该工艺的所有施工内容，详见设计图纸及相关规范等","m",null,"54.57"]
[56,"030411001016","配管","1.名称:PVC电线管\n2.规格、型号:Φ25\n3.敷设方式:综合考虑\n4.综合考虑完成该工艺的所有施工内容，详见设计图纸及相关规范等","m",null,"2192.62"]
[57,"030411004019","配线","1.名称:配线\n2.型号:ZR-RVSP\n3.规格:2*1.0\n4.材质:铜\n5.综合考虑完成该工艺的所有施工内容，详见设计图纸及相关规范等","m",null,"6.31"]
[58,"030411006015","接线盒","1.名称:接线盒安装 普通接线盒 明装\n2.综合考虑完成该工艺的所有施工内容，详见设计图纸及相关规范等","个",null,"5"]
[null,null,"【弱电系统】分部小计"]
[null,null,"   清洗系统"]
[59,"030901011009","给水栓","1.安装方式:给水栓\n2.型号、规格:DN32\n3.综合考虑完成该工艺的所有施工内容，详见设计图纸及相关规范等","套",null,"6"]
[60,"030109012009","增压泵","1.名称:增压泵\n2.型号:电压：220V  进出口径：DN32    扬程：≥25m\n3.功能:设备安装及调试\n4.综合考虑完成该工艺的所有施工内容，详见设计图纸及相关规范等","台",null,"4"]
["本页小计"]
[{"$nulls":7},"第 9 页  共 11 页"]
["分部分项工程量清单与计价表"]
["工程名称：塘厦凤凰水厂分布式光伏发电项目-安装部分",{"$nulls":6},"(编制单位盖章)"]
["序号","项目编码","项目名称","项目特征描述","计量\n单位",null,"工程量",null,"金额（元）"]
[{"$nulls":8},"综合单价","合价"]
[61,"031001006017","塑料管","1.名称:PPR给水管\n2.规格、型号:DN32\n3.连接形式:热熔\n4.综合考虑完成该工艺的所有施工内容，详见设计图纸及相关规范等","m",null,"187.51"]
[62,"031003013009","水表","1.名称:水表组\n2.规格、型号:DN32\n3.连接形式:热熔\n4.其他:包含1个水表，1个截止阀\n5.综合考虑完成该工艺的所有施工内容，详见设计图纸及相关规范等","组",null,"4"]
[63,"031003001017","截止阀","1.类型:截止阀\n2.规格、压力等级:DN32\n3.综合考虑完成该工艺的所有施工内容，详见设计图纸及相关规范等","个",null,"4"]
[64,"031003001018","止回阀","1.类型:止回阀\n2.规格、压力等级:DN32\n3.综合考虑完成该工艺的所有施工内容，详见设计图纸及相关规范等","个",null,"4"]
[65,"030601002009","压力仪表","1.类型:压力表\n2.综合考虑完成该工艺的所有施工内容，详见设计图纸及相关规范等","台",null,"4"]
[66,"031002001009","管道支架","1.材质:管道支架\n2.管架形式:综合考虑\n3.综合考虑完成该工艺的所有施工内容，详见设计图纸及相关规范等","kg",null,"18.18"]
[67,"030901013009","灭火器","1.名称:手提式灭火器\n2.类别:水基型MQ6\n3.规格、型号:含2具灭火器一个箱体\n4.综合考虑完成该工艺的所有施工内容，详见设计图纸及相关规范等","具",null,"5"]
["本页小计"]
[{"$nulls":7},"第 10 页  共 11 页"]
["分部分项工程量清单与计价表"]
["工程名称：塘厦凤凰水厂分布式光伏发电项目-安装部分",{"$nulls":6},"(编制单位盖章)"]
["序号","项目编码","项目名称","项目特征描述","计量\n单位",null,"工程量",null,"金额（元）"]
[{"$nulls":8},"综合单价","合价"]
[68,"031001006018","塑料管","1.安装部位:室外塑料排水管\n2.介质:雨水\n3.材质、规格:PVC-100\n4.连接形式:粘接\n5.综合考虑完成该工艺的所有施工内容，详见设计图纸及相关规范等","m",null,"29.6"]
[null,null,"【清洗系统】分部小计"]
[null,null,"   防护措施及物探"]
[69,"030310004008","物探费","1.名称:开挖管道探测费\n2.综合考虑完成该工艺的所有施工内容，详见设计图纸及相关规范等","m",null,"231.37"]
[null,null,"【防护措施及物探】分部小计"]
{"$rows_empty":19}
["本页小计"]
["合  计"]
[{"$nulls":7},"第 11 页  共 11 页"]

{"sheet":"工程量清单总价表【塘厦中心水厂分布式光伏发电项目-装饰钢结","index":37,"n_rows":38,"n_cols":5,"rows_kept":38,"merged":[[0,0,0,4],[1,0,1,2],[1,3,1,4],[2,0,2,2],[36,0,36,1],[37,0,37,4]]}
["工程量清单总价表"]
[{"$nulls":3},"编制单位盖章："]
["工程名称：塘厦中心水厂分布式光伏发电项目-装饰钢结构部分",{"$nulls":3},"第 1 页  共 1 页"]
["序号","项目名称","取费基数","费率(%)","金额:(元)"]
["1","分部分项合计","FBFXHJ"]
["1.1","土石方工程"]
["1.2","混凝土及钢筋混凝土工程"]
["1.3","A.6金属结构工程"]
["1.4","门窗工程"]
["1.5","拆除工程"]
["2","措施合计","_AQWMSGF+_QTCSF"]
["2.1","绿色施工安全防护措施费","AQWMSGF"]
["2.2","其他措施费","QTCSF"]
["3","其他项目","QTXMHJ"]
["3.1","暂列金额","ZLJE"]
["3.2","暂估价","ZGJHJ"]
["3.3","计日工","JRG"]
["3.4","总承包服务费","ZCBFWF"]
["3.5","预算包干费","YSBGF"]
["3.6","工程优质费","GCYZF"]
["3.7","概算幅度差","GSFDC"]
["3.8","索赔费用","SPFY"]
["3.9","现场签证费用","XCQZFY"]
["3.10","其他费用","QTFY"]
["4","税前工程造价","_FHJ+_CHJ+_QTXM"]
["5","增值税销项税额","_FHJ+_CHJ+_QTXM"]
["6","总造价","_FHJ+_CHJ+_QTXM+_SJ"]
["7","人工费","RGF+JSCS_RGF"]
{"$rows_empty":9}
["编制人：                                   证号：                                 编制日期："]

{"sheet":"工程量清单综合单价报价表-1【塘厦中心水厂分布式光伏发电项","index":38,"n_rows":144,"n_cols":8,"rows_kept":144,"merged":[[0,0,0,7],[1,0,1,4],[1,5,1,7],[2,0,2,4],[2,6,2,7],[3,0,4,0],[3,1,4,1],[3,2,4,2],[3,3,4,3],[3,4,4,4],[3,5,4,5],[3,6,3,7],[5,2,5,3],[9,2,9,3],[10,2,10,3],[14,0,14,6],[15,0,15,7],[16,0,16,7],[17,0,17,4],[17,5,17,7],[18,0,18,4],[18,6,18,7],[19,0,20,0],[19,1,20,1],[19,2,20,2],[19,3,20,3],[19,4,20,4],[19,5,20,5],[19,6,19,7],[28,2,28,3],[29,2,29,3],[30,0,30,6],[31,0,31,7],[32,0,32,7],[33,0,33,4],[33,5,33,7],[34,0,34,4],[34,6,34,7],[35,0,36,0],[35,1,36,1],[35,2,36,2],[35,3,36,3],[35,4,36,4],[35,5,36,5],[35,6,35,7],[41,0,41,6],[42,0,42,7],[43,0,43,7],[44,0,44,4],[44,5,44,7],[45,0,45,4],[45,6,45,7],[46,0,47,0],[46,1,47,1],[46,2,47,2],[46,3,47,3],[46,4,47,4],[46,5,47,5],[46,6,46,7],[53,0,53,6],[54,0,54,7],[55,0,55,7],[56,0,56,4],[56,5,56,7],[57,0,57,4],[57,6,57,7],[58,0,59,0],[58,1,59,1],[58,2,59,2],[58,3,59,3],[58,4,59,4],[58,5,59,5],[58,6,58,7],[65,0,65,6],[66,0,66,7],[67,0,67,7],[68,0,68,4],[68,5,68,7],[69,0,69,4],[69,6,69,7],[70,0,71,0],[70,1,71,1],[70,2,71,2],[70,3,71,3],[70,4,71,4],[70,5,71,5],[70,6,70,7],[78,0,78,6],[79,0,79,7],[80,0,80,7],[81,0,81,4],[81,5,81,7],[82,0,82,4],[82,6,82,7],[83,0,84,0],[83,1,84,1],[83,2,84,2],[83,3,84,3],[83,4,84,4],[83,5,84,5],[83,6,83,7],[91,0,91,6],[92,0,92,7],[93,0,93,7],[94,0,94,4],[94,5,94,7],[95,0,95,4],[95,6,95,7],[96,0,97,0],[96,1,97,1],[96,2,97,2],[96,3,97,3],[96,4,97,4],[96,5,97,5],[96,6,96,7],[103,2,103,3],[104,2,104,3],[106,0,106,6],[107,0,107,7],[108,0,108,7],[109,0,109,4],[109,5,109,7],[110,0,110,4],[110,6,110,7],[111,0,112,0],[111,1,112,1],[111,2,112,2],[111,3,112,3],[111,4,112,4],[111,5,112,5],[111,6,111,7],[113,2,113,3],[114,2,114,3],[116,2,116,3],[141,0,141,6],[142,0,142,6],[143,0,143,7]]}
["工程量清单综合单价报价表"]
[{"$nulls":5},"编制单位盖章："]
["工程名称：塘厦中心水厂分布式光伏发电项目-装饰钢结构部分",{"$nulls":5},"第 1 页  共 9 页"]
["序号","项目编码","项目名称","项目特征描述","计量\n单位","工程数量","金额（元）"]
[{"$nulls":6},"综合单价","合价"]
[null,null," 土石方工程"]
[1,"010101004006","挖基坑土方","1.土壤类别:综合考虑\n2.挖土深度:2m 内\n3.其他:按技术规范及设计图纸完成清单项目所需的一切相关工作","m3","34.27"]
[2,"010103001006","回填方","1.密实度要求:不小于0.94\n2.填方材料品种:综合考虑\n3.填方粒径要求:综合考虑\n4.其他:按技术规范及设计图纸完成清单项目所需的一切相关工作","m3","18.11"]
[3,"010103002006","余方弃置","1.废弃料品种:综合考虑\n2.其他:按技术规范及设计图纸完成清单项目所需的一切相关工作","m3","16.16"]
[null,null,"【土石方工程】分部小计"]
[null,null," 混凝土及钢筋混凝土工程"]
[4,"010501001005","垫层","1.混凝土种类:商品混凝土\n2.混凝土强度等级:C15\n3.含模板制作安装\n4.其他:按技术规范及设计图纸完成清单项目所需的一切相关工作","m3","3.20"]
[5,"010501003009","钢梯基础","1.混凝土种类:商品混凝土\n2.混凝土强度等级:C30\n3.含模板制作安装\n4.其他:按技术规范及设计图纸完成清单项目所需的一切相关工作","m3","12.96"]
[6,"010501003010","钢梯基础","1.素土夯实后浇筑C20混凝土\n2.混凝土种类:商品混凝土\n3.混凝土强度等级:C20\n4.含模板制作安装\n5.其他:按技术规范及设计图纸完成清单项目所需的一切相关工作","m3","1.83"]
["本页小计"]
["编制人：                                   证号：                                 编制日期："]
["工程量清单综合单价报价表"]
[{"$nulls":5},"编制单位盖章："]
["工程名称：塘厦中心水厂分布式光伏发电项目-装饰钢结构部分",{"$nulls":5},"第 2 页  共 9 页"]
["序号","项目编码","项目名称","项目特征描述","计量\n单位","工程数量","金额（元）"]
[{"$nulls":6},"综合单价","合价"]
[7,"010509002004","支墩","1.支墩\n2.混凝土强度等级:C25\n3.含模板制作安装\n4.其他:按技术规范及设计图纸完成清单项目所需的一切相关工作","m3","13.03"]
[8,"010515001009","现浇构件钢筋","1.钢筋种类、规格:现浇构件带肋钢筋 φ12-16\n2.其他:按技术规范及设计图纸完成清单项目所需的一切相关工作","t","1.044"]
[9,"010515001010","现浇构件钢筋","1.钢筋种类、规格:现浇构件箍筋 带肋钢筋(HRB400内) φ10以内\n2.其他:按技术规范及设计图纸完成清单项目所需的一切相关工作","t","0.309"]
[10,"010516001004","螺栓","1.螺栓种类:M12*200\n2.规格:U型地脚螺栓\n3.其他:按技术规范及设计图纸完成清单项目所需的一切相关工作","套","166"]
[11,"010902001013","立柱底座卷材防水","1.卷材品种、规格、厚度:3mm自粘型沥青卷材防水\n2.其他:按技术规范及设计图纸完成清单项目所需的一切相关工作","m2","46.91"]
[12,"010507007011","柱脚包封","1.混凝土种类:素混凝土\n2.混凝土强度等级:C25\n3.含模板制作安装\n4.其他:按技术规范及设计图纸完成清单项目所需的一切相关工作","m3","3.63"]
[13,"010902001014","柱脚包封防水","1.卷材品种、规格、厚度:3mm厚SBS防水卷材\n2.其他:按技术规范及设计图纸完成清单项目所需的一切相关工作","m2","81.78"]
[null,null,"【混凝土及钢筋混凝土工程】分部小计"]
[null,null,"A.6 金属结构工程"]
["本页小计"]
["编制人：                                   证号：                                 编制日期："]
["工程量清单综合单价报价表"]
[{"$nulls":5},"编制单位盖章："]
["工程名称：塘厦中心水厂分布式光伏发电项目-装饰钢结构部分",{"$nulls":5},"第 3 页  共 9 页"]
["序号","项目编码","项目名称","项目特征描述","计量\n单位","工程数量","金额（元）"]
[{"$nulls":6},"综合单价","合价"]
[14,"010603001004","实腹钢柱","1.柱类型:U型钢柱\n2.钢材品种、规格:S350GD+ZM275\n3.单根柱质量:3t以内\n4.包含柱脚端板、加劲板、三角连接件等\n5.其他:按技术规范及设计图纸完成清单项目所需的一切相关工作","t","0.248"]
[15,"010603002017","空腹钢柱","1.柱类型:镀锌矩管钢柱\n2.钢材品种:Q355B\n3.钢材规格:矩管150X150x4.0\n4.单根柱质量:3t以内\n5.包含柱脚端板、加劲板、三角连接件等\n6.其他:按技术规范及设计图纸完成清单项目所需的一切相关工作","t","2.788"]
[16,"010603002018","空腹钢柱","1.柱类型:镀锌矩管钢柱\n2.钢材品种:Q355B\n3.钢材规格:矩管150x100x4.0\n4.单根柱质量:3t以内\n5.包含柱脚端板、加劲板、三角连接件等\n6.其他:按技术规范及设计图纸完成清单项目所需的一切相关工作","t","2.551"]
[17,"010603002019","空腹钢柱","1.柱类型:镀锌矩管钢柱\n2.钢材品种:Q355B\n3.钢材规格:矩管100x100x4.0\n4.单根柱质量:3t以内\n5.包含柱脚端板、加劲板、三角连接件等\n6.其他:按技术规范及设计图纸完成清单项目所需的一切相关工作","t","1.822"]
["本页小计"]
["编制人：                                   证号：                                 编制日期："]
["工程量清单综合单价报价表"]
[{"$nulls":5},"编制单位盖章："]
["工程名称：塘厦中心水厂分布式光伏发电项目-装饰钢结构部分",{"$nulls":5},"第 4 页  共 9 页"]
["序号","项目编码","项目名称","项目特征描述","计量\n单位","工程数量","金额（元）"]
[{"$nulls":6},"综合单价","合价"]
[18,"010604001028","钢梁","1.梁类型:U型钢梁\n2.钢材品种、规格:S350GD+ZM275\n3.单根质量:1.5t以内\n4.其他:按技术规范及设计图纸完成清单项目所需的一切相关工作","t","1.722"]
[19,"010604001029","钢梁","1.梁类型:镀锌矩管钢梁\n2.钢材品种:Q355B\n3.钢材规格:矩管180x100x6.0\n4.单根质量:1.5t以内\n5.其他:按技术规范及设计图纸完成清单项目所需的一切相关工作","t","6.581"]
[20,"010604001030","钢梁","1.梁类型:镀锌矩管钢梁\n2.钢材品种:Q355B\n3.钢材规格:矩管200x100x8.0\n4.单根质量:1.5t以内\n5.其他:按技术规范及设计图纸完成清单项目所需的一切相关工作","t","5.203"]
[21,"010604001031","钢梁","1.梁类型:镀锌矩管钢梁\n2.钢材品种:Q355B\n3.钢材规格:矩管200x200x10.0\n4.单根质量:1.5t以内\n5.其他:按技术规范及设计图纸完成清单项目所需的一切相关工作","t","3.654"]
[22,"010604001032","钢梁","1.梁类型:镀锌矩管钢梁\n2.钢材品种:Q355B\n3.钢材规格:矩管200x150x8.0\n4.单根质量:1.5t以内\n5.其他:按技术规范及设计图纸完成清单项目所需的一切相关工作","t","1.105"]
["本页小计"]
["编制人：                                   证号：                                 编制日期："]
["工程量清单综合单价报价表"]
[{"$nulls":5},"编制单位盖章："]
["工程名称：塘厦中心水厂分布式光伏发电项目-装饰钢结构部分",{"$nulls":5},"第 5 页  共 9 页"]
["序号","项目编码","项目名称","项目特征描述","计量\n单位","工程数量","金额（元）"]
[{"$nulls":6},"综合单价","合价"]
[23,"010604001033","钢梁","1.梁类型:镀锌矩管钢梁\n2.钢材品种:Q355B\n3.钢材规格:矩管200x100x5.0\n4.单根质量:1.5t以内\n5.其他:按技术规范及设计图纸完成清单项目所需的一切相关工作","t","0.589"]
[24,"010604001034","钢梁","1.梁类型:镀锌矩管钢梁\n2.钢材品种:Q355B\n3.钢材规格:矩管180x100x8.0\n4.单根质量:1.5t以内\n5.其他:按技术规范及设计图纸完成清单项目所需的一切相关工作","t","1.429"]
[25,"010604001035","钢梁","1.梁类型:镀锌矩管钢梁\n2.钢材品种:Q355B\n3.钢材规格:矩管180x100x4.0\n4.单根质量:1.5t以内\n5.其他:按技术规范及设计图纸完成清单项目所需的一切相关工作","t","0.360"]
[26,"010604001036","钢梁","1.梁类型:镀锌矩管钢梁\n2.钢材品种:Q355B\n3.钢材规格:矩管200x100x4.0\n4.单根质量:1.5t以内\n5.其他:按技术规范及设计图纸完成清单项目所需的一切相关工作","t","0.387"]
[27,"010604001037","钢梁","1.梁类型:镀锌矩管钢梁\n2.钢材品种:Q355B\n3.钢材规格:矩管220x100x8.0\n4.单根质量:1.5t以内\n5.其他:按技术规范及设计图纸完成清单项目所需的一切相关工作","t","2.162"]
["本页小计"]
["编制人：                                   证号：                                 编制日期："]
["工程量清单综合单价报价表"]
[{"$nulls":5},"编制单位盖章："]
["工程名称：塘厦中心水厂分布式光伏发电项目-装饰钢结构部分",{"$nulls":5},"第 6 页  共 9 页"]
["序号","项目编码","项目名称","项目特征描述","计量\n单位","工程数量","金额（元）"]
[{"$nulls":6},"综合单价","合价"]
[28,"010604001038","钢梁","1.梁类型:镀锌矩管钢梁\n2.钢材品种:Q355B\n3.钢材规格:矩管220x100x10.0\n4.单根质量:1.5t以内\n5.其他:按技术规范及设计图纸完成清单项目所需的一切相关工作","t","2.284"]
[29,"010604001039","钢梁","1.梁类型:镀锌矩管钢梁\n2.钢材品种:Q355B\n3.钢材规格:矩管220x100x12.0\n4.单根质量:1.5t以内\n5.其他:按技术规范及设计图纸完成清单项目所需的一切相关工作","t","0.444"]
[30,"010606002026","钢檩条","1.钢材品种:Q355B\n2.钢材规格:矩管100x50x6\n3.构件类型:镀锌矩管檩条\n4.其他:按技术规范及设计图纸完成清单项目所需的一切相关工作","t","23.284"]
[31,"010606002027","钢檩条","1.钢材品种:Q355B\n2.钢材规格:矩管100x50x8\n3.构件类型:镀锌矩管檩条\n4.其他:按技术规范及设计图纸完成清单项目所需的一切相关工作","t","2.406"]
[32,"010606002028","钢檩条","1.钢材品种:Q355B\n2.钢材规格:矩管80x40x6\n3.构件类型:镀锌矩管檩条\n4.其他:按技术规范及设计图纸完成清单项目所需的一切相关工作","t","3.119"]
[33,"010606001050","斜撑","1.钢材品种、规格:S350GD+ZM275\n2.构件类型:U型斜撑\n3.安装高度:包含三角连接件等\n4.其他:按技术规范及设计图纸完成清单项目所需的一切相关工作","t","0.110"]
["本页小计"]
["编制人：                                   证号：                                 编制日期："]
["工程量清单综合单价报价表"]
[{"$nulls":5},"编制单位盖章："]
["工程名称：塘厦中心水厂分布式光伏发电项目-装饰钢结构部分",{"$nulls":5},"第 7 页  共 9 页"]
["序号","项目编码","项目名称","项目特征描述","计量\n单位","工程数量","金额（元）"]
[{"$nulls":6},"综合单价","合价"]
[34,"010606001051","斜撑","1.钢材品种、规格:Q235B\n2.构件类型:镀锌矩管支撑\n3.其他:按技术规范及设计图纸完成清单项目所需的一切相关工作","t","0.773"]
[35,"010606001052","系杆","1.钢材品种、规格:Q235B\n2.构件类型:圆管系杆\n3.其他:按技术规范及设计图纸完成清单项目所需的一切相关工作","t","4.439"]
[36,"010606001053","拉杆","1.钢材品种、规格:S350GD+ZM275\n2.构件类型:U型拉杆\n3.其他:按技术规范及设计图纸完成清单项目所需的一切相关工作","t","0.078"]
[37,"010606001054","钢支撑","1.钢材品种、规格:Q235B\n2.构件类型:圆钢支撑\n3.其他:按技术规范及设计图纸完成清单项目所需的一切相关工作","t","2.210"]
[38,"010606008005","钢梯","1.钢材品种、规格:Q235B\n2.钢梯形式:踏步式\n3.包含楼梯平台、楼梯梁、楼梯踏步、楼梯柱、踢脚板、柱脚端板等\n4.具体详见02J401\n5.其他:按技术规范及设计图纸完成清单项目所需的一切相关工作","t","7.142"]
[39,"010606009005","钢护栏","1.钢材品种、规格:Q235B\n2.栏杆扶手高度不小于900mm\n3.其他:按技术规范及设计图纸完成清单项目所需的一切相关工作","t","1.311"]
["本页小计"]
["编制人：                                   证号：                                 编制日期："]
["工程量清单综合单价报价表"]
[{"$nulls":5},"编制单位盖章："]
["工程名称：塘厦中心水厂分布式光伏发电项目-装饰钢结构部分",{"$nulls":5},"第 8 页  共 9 页"]
["序号","项目编码","项目名称","项目特征描述","计量\n单位","工程数量","金额（元）"]
[{"$nulls":6},"综合单价","合价"]
[40,"010606006010","维护通道","1.名称:维护通道\n2.盖板规格型号:S350GD+ZM275\n3.30*30*3方通(Q235)\n4.具体详见图纸CS-GF-05大样\n5.其他:按技术规范及设计图纸完成清单项目所需的一切相关工作","t","1.115"]
[41,"040602038028","M型水槽","1.名称:M型水槽\n2.材质:S350GD+ZM275\n3.具体详见图纸CS-GF-05大样\n4.其他:按技术规范及设计图纸完成清单项目所需的一切相关工作","m","2268.36"]
[42,"040602038029","横向水槽","1.名称:横向水槽\n2.材质:S350GD+ZM275\n3.具体详见图纸CS-GF-05大样\n4.其他:按技术规范及设计图纸完成清单项目所需的一切相关工作","m","1112.42"]
[43,"040602038030","汇水槽","1.名称:汇水槽\n2.材质:S350GD+ZM275\n3.具体详见图纸CS-GF-05大样\n4.其他:按技术规范及设计图纸完成清单项目所需的一切相关工作","m","367.65"]
[44,"010516001014","螺栓","1.螺栓种类:M12化学锚栓\n2.其他:按技术规范及设计图纸完成清单项目所需的一切相关工作","套","696"]
[null,null,"【金属结构工程】分部小计"]
[null,null," 门窗工程"]
[45,"010804005005","金属格栅门","1.门代号及洞口尺寸:900*1200mm\n2.门框、扇材质:方管50*50*2间距200\n3.其他:按技术规范及设计图纸完成清单项目所需的一切相关工作","m2","6.48"]
["本页小计"]
["编制人：                                   证号：                                 编制日期："]
["工程量清单综合单价报价表"]
[{"$nulls":5},"编制单位盖章："]
["工程名称：塘厦中心水厂分布式光伏发电项目-装饰钢结构部分",{"$nulls":5},"第 9 页  共 9 页"]
["序号","项目编码","项目名称","项目特征描述","计量\n单位","工程数量","金额（元）"]
[{"$nulls":6},"综合单价","合价"]
[null,null,"【门窗工程】分部小计"]
[null,null," 拆除工程"]
[46,"011607001010","原有屋面拆除","1.原有屋面拆除\n2.其他:按技术规范及设计图纸完成清单项目所需的一切相关工作","m2","87.60"]
[null,null,"【拆除工程】分部小计"]
{"$rows_empty":24}
["本页小计"]
["合  计"]
["编制人：                                   证号：                                 编制日期："]

{"sheet":"工程量清单报价汇总表【塘厦中心水厂分布式光伏发电项目-安装","index":39,"n_rows":22,"n_cols":7,"rows_kept":22,"merged":[[0,0,0,6],[1,0,1,2],[1,4,1,6],[2,2,2,4],[3,2,3,4],[4,2,4,4],[5,2,5,4],[6,2,6,4],[7,2,7,4],[8,2,8,4],[9,2,9,4],[10,2,10,4],[11,2,11,4],[12,2,12,4],[13,2,13,4],[14,2,14,4],[15,2,15,4],[16,2,16,4],[17,2,17,4],[18,2,18,4],[19,2,19,4],[20,2,20,4],[21,2,21,4],[22,2,22,4],[23,2,23,4],[24,2,24,4],[25,2,25,4],[26,2,26,4],[27,2,27,4],[28,2,28,4],[29,2,29,4],[30,2,30,4],[31,2,31,4],[32,2,32,4],[33,2,33,4],[34,2,34,4],[35,2,35,4],[36,2,36,4]]}
["工程量清单报价汇总表"]
["工程名称：塘厦中心水厂分布式光伏发电项目-安装部分",{"$nulls":3},"第 1 页  共 1 页"]
["序号","费用名称","基数说明",null,null,"费率(%)","金额"]
["1","分部分项合计","分部分项合计"]
["2","措施合计","绿色施工安全防护措施费+其他措施费"]
["2.1","绿色施工安全防护措施费","安全及文明施工措施费"]
["2.2","其他措施费","其他措施费"]
["3","其他项目","其他项目合计"]
["3.1","暂列金额","暂列金额"]
["3.2","暂估价","暂估价合计"]
["3.3","计日工","计日工"]
["3.4","总承包服务费","总承包服务费"]
["3.5","预算包干费","预算包干费"]
["3.6","工程优质费","工程优质费"]
["3.7","概算幅度差","概算幅度差"]
["3.8","索赔费用","索赔费用"]
["3.9","现场签证费用","现场签证费用"]
["3.10","其他费用","其他费用"]
["4","税前工程造价","分部分项合计+措施合计+其他项目"]
["5","增值税销项税额","分部分项合计+措施合计+其他项目"]
["6","总造价","分部分项合计+措施合计+其他项目+增值税销项税额"]
["7","人工费","分部分项人工费+技术措施项目人工费+机上人工费"]

{"sheet":"分部分项工程量清单与计价表【塘厦中心水厂分布式光伏发电项目","index":40,"n_rows":189,"n_cols":10,"rows_kept":189,"merged":[[0,0,0,9],[1,0,1,4],[1,5,1,6],[1,7,1,9],[2,0,3,0],[2,1,3,1],[2,2,3,2],[2,3,3,3],[2,4,3,5],[2,6,3,7],[2,8,2,9],[4,2,4,3],[4,4,4,5],[4,6,4,7],[5,2,5,3],[5,4,5,5],[5,6,5,7],[6,4,6,5],[6,6,6,7],[7,4,7,5],[7,6,7,7],[8,4,8,5],[8,6,8,7],[9,4,9,5],[9,6,9,7],[10,4,10,5],[10,6,10,7],[11,0,11,8],[12,0,12,4],[12,5,12,6],[12,7,12,9],[13,0,13,9],[14,0,14,4],[14,5,14,6],[14,7,14,9],[15,0,16,0],[15,1,16,1],[15,2,16,2],[15,3,16,3],[15,4,16,5],[15,6,16,7],[15,8,15,9],[17,4,17,5],[17,6,17,7],[18,4,18,5],[18,6,18,7],[19,4,19,5],[19,6,19,7],[20,4,20,5],[20,6,20,7],[21,4,21,5],[21,6,21,7],[22,4,22,5],[22,6,22,7],[23,4,23,5],[23,6,23,7],[24,0,24,8],[25,0,25,4],[25,5,25,6],[25,7,25,9],[26,0,26,9],[27,0,27,4],[27,5,27,6],[27,7,27,9],[28,0,29,0],[28,1,29,1],[28,2,29,2],[28,3,29,3],[28,4,29,5],[28,6,29,7],[28,8,28,9],[30,4,30,5],[30,6,30,7],[31,4,31,5],[31,6,31,7],[32,4,32,5],[32,6,32,7],[33,4,33,5],[33,6,33,7],[34,4,34,5],[34,6,34,7],[35,4,35,5],[35,6,35,7],[36,4,36,5],[36,6,36,7],[37,0,37,8],[38,0,38,4],[38,5,38,6],[38,7,38,9],[39,0,39,9],[40,0,40,4],[40,5,40,6],[40,7,40,9],[41,0,42,0],[41,1,42,1],[41,2,42,2],[41,3,42,3],[41,4,42,5],[41,6,42,7],[41,8,41,9],[43,4,43,5],[43,6,43,7],[44,4,44,5],[44,6,44,7],[45,4,45,5],[45,6,45,7],[46,4,46,5],[46,6,46,7],[47,4,47,5],[47,6,47,7],[48,4,48,5],[48,6,48,7],[49,4,49,5],[49,6,49,7],[50,0,50,8],[51,0,51,4],[51,5,51,6],[51,7,51,9],[52,0,52,9],[53,0,53,4],[53,5,53,6],[53,7,53,9],[54,0,55,0],[54,1,55,1],[54,2,55,2],[54,3,55,3],[54,4,55,5],[54,6,55,7],[54,8,54,9],[56,4,56,5],[56,6,56,7],[57,4,57,5],[57,6,57,7],[58,4,58,5],[58,6,58,7],[59,4,59,5],[59,6,59,7],[60,4,60,5],[60,6,60,7],[61,4,61,5],[61,6,61,7],[62,0,62,8],[63,0,63,4],[63,5,63,6],[63,7,63,9],[64,0,64,9],[65,0,65,4],[65,5,65,6],[65,7,65,9],[66,0,67,0],[66,1,67,1],[66,2,67,2],[66,3,67,3],[66,4,67,5],[66,6,67,7],[66,8,66,9],[68,4,68,5],[68,6,68,7],[69,4,69,5],[69,6,69,7],[70,4,70,5],[70,6,70,7],[71,4,71,5],[71,6,71,7],[72,4,72,5],[72,6,72,7],[73,4,73,5],[73,6,73,7],[74,4,74,5],[74,6,74,7],[75,0,75,8],[76,0,76,4],[76,5,76,6],[76,7,76,9],[77,0,77,9],[78,0,78,4],[78,5,78,6],[78,7,78,9],[79,0,80,0],[79,1,80,1],[79,2,80,2],[79,3,80,3],[79,4,80,5],[79,6,80,7],[79,8,79,9],[81,4,81,5],[81,6,81,7],[82,4,82,5],[82,6,82,7],[83,4,83,5],[83,6,83,7],[84,4,84,5],[84,6,84,7],[85,4,85,5],[85,6,85,7],[86,4,86,5],[86,6,86,7],[87,0,87,8],[88,0,88,4],[88,5,88,6],[88,7,88,9],[89,0,89,9],[90,0,90,4],[90,5,90,6],[90,7,90,9],[91,0,92,0],[91,1,92,1],[91,2,92,2],[91,3,92,3],[91,4,92,5],[91,6,92,7],[91,8,91,9],[93,4,93,5],[93,6,93,7],[94,2,94,3],[94,4,94,5],[94,6,94,7],[95,2,95,3],[95,4,95,5],[95,6,95,7],[96,4,96,5],[96,6,96,7],[97,4,97,5],[97,6,97,7],[98,4,98,5],[98,6,98,7],[99,4,99,5],[99,6,99,7],[100,4,100,5],[100,6,100,7],[101,2,101,3],[101,4,101,5],[101,6,101,7],[102,2,102,3],[102,4,102,5],[102,6,102,7],[103,0,103,8],[104,0,104,4],[104,5,104,6],[104,7,104,9],[105,0,105,9],[106,0,106,4],[106,5,106,6],[106,7,106,9],[107,0,108,0],[107,1,108,1],[107,2,108,2],[107,3,108,3],[107,4,108,5],[107,6,108,7],[107,8,107,9],[109,4,109,5],[109,6,109,7],[110,4,110,5],[110,6,110,7],[111,4,111,5],[111,6,111,7],[112,4,112,5],[112,6,112,7],[113,4,113,5],[113,6,113,7],[114,2,114,3],[114,4,114,5],[114,6,114,7],[115,2,115,3],[115,4,115,5],[115,6,115,7],[116,4,116,5],[116,6,116,7],[117,4,117,5],[117,6,117,7],[118,0,118,8],[119,0,119,4],[119,5,119,6],[119,7,119,9],[120,0,120,9],[121,0,121,4],[121,5,121,6],[121,7,121,9],[122,0,123,0],[122,1,123,1],[122,2,123,2],[122,3,123,3],[122,4,123,5],[122,6,123,7],[122,8,122,9],[124,4,124,5],[124,6,124,7],[125,4,125,5],[125,6,125,7],[126,4,126,5],[126,6,126,7],[127,4,127,5],[127,6,127,7],[128,4,128,5],[128,6,128,7],[129,4,129,5],[129,6,129,7],[130,4,130,5],[130,6,130,7],[131,4,131,5],[131,6,131,7],[132,0,132,8],[133,0,133,4],[133,5,133,6],[133,7,133,9],[134,0,134,9],[135,0,135,4],[135,5,135,6],[135,7,135,9],[136,0,137,0],[136,1,137,1],[136,2,137,2],[136,3,137,3],[136,4,137,5],[136,6,137,7],[136,8,136,9],[138,4,138,5],[138,6,138,7],[139,4,139,5],[139,6,139,7],[140,4,140,5],[140,6,140,7],[141,4,141,5],[141,6,141,7],[142,4,142,5],[142,6,142,7],[143,4,143,5],[143,6,143,7],[144,2,144,3],[144,4,144,5],[144,6,144,7],[145,2,145,3],[145,4,145,5],[145,6,145,7],[146,4,146,5],[146,6,146,7],[147,0,147,8],[148,0,148,4],[148,5,148,6],[148,7,148,9],[149,0,149,9],[150,0,150,4],[150,5,150,6],[150,7,150,9],[151,0,152,0],[151,1,152,1],[151,2,152,2],[151,3,152,3],[151,4,152,5],[151,6,152,7],[151,8,151,9],[153,4,153,5],[153,6,153,7],[154,4,154,5],[154,6,154,7],[155,4,155,5],[155,6,155,7],[156,4,156,5],[156,6,156,7],[157,4,157,5],[157,6,157,7],[158,4,158,5],[158,6,158,7],[159,4,159,5],[159,6,159,7],[160,0,160,8],[161,0,161,4],[161,5,161,6],[161,7,161,9],[162,0,162,9],[163,0,163,4],[163,5,163,6],[163,7,163,9],[164,0,165,0],[164,1,165,1],[164,2,165,2],[164,3,165,3],[164,4,165,5],[164,6,165,7],[164,8,164,9],[166,4,166,5],[166,6,166,7],[167,4,167,5],[167,6,167,7],[168,2,168,3],[168,4,168,5],[168,6,168,7],[169,2,169,3],[169,4,169,5],[169,6,169,7],[170,4,170,5],[170,6,170,7],[171,2,171,3],[171,4,171,5],[171,6,171,7],[172,4,172,5],[172,6,172,7],[173,4,173,5],[173,6,173,7],[174,4,174,5],[174,6,174,7],[175,4,175,5],[175,6,175,7],[176,4,176,5],[176,6,176,7],[177,4,177,5],[177,6,177,7],[178,4,178,5],[178,6,178,7],[179,4,179,5],[179,6,179,7],[180,4,180,5],[180,6,180,7],[181,4,181,5],[181,6,181,7],[182,4,182,5],[182,6,182,7],[183,4,183,5],[183,6,183,7],[184,4,184,5],[184,6,184,7],[185,4,185,5],[185,6,185,7],[186,0,186,8],[187,0,187,8],[188,0,188,4],[188,5,188,6],[188,7,188,9]]}
["分部分项工程量清单与计价表"]
["工程名称：塘厦中心水厂分布式光伏发电项目-安装部分",{"$nulls":6},"(编制单位盖章)"]
["序号","项目编码","项目名称","项目特征描述","计量\n单位",null,"工程量",null,"金额（元）"]
[{"$nulls":8},"综合单价","合价"]
[null,null,"   电气系统"]
[null,null,"   光伏系统"]
[1,"031006005015","620Wp单晶硅光伏组件","1.名称:单晶硅光伏组件\n2.型号:620Wp,组件尺寸：2382*1134*30mm\n3.含铝合金6063-T5压块\n4.本体工程及附件安装\n5.综合考虑完成该工艺的所有施工内容，详见设计图纸及相关规范等\n6.池面上组件","块",null,"315"]
[2,"031006005016","620Wp单晶硅光伏组件","1.名称:单晶硅光伏组件\n2.型号:620Wp,组件尺寸：2382*1134*30mm\n3.含铝合金6063-T5压块\n4.本体工程及附件安装\n5.综合考虑完成该工艺的所有施工内容，详见设计图纸及相关规范等\n6.屋面上组件","块",null,"817"]
[3,"030405002031","光伏逆变器","1.名称:30kW逆变器\n2.规格、型号:最大输入电压：1100V 额定电网电压：400Vac\n3.本体工程及附件安装\n4.综合考虑完成该工艺的所有施工内容，详见设计图纸及相关规范等","台",null,"8"]
[4,"030405002032","光伏逆变器","1.名称:36kW逆变器\n2.规格、型号:最大输入电压：1100V 额定电网电压：400Vac\n3.本体工程及附件安装\n4.综合考虑完成该工艺的所有施工内容，详见设计图纸及相关规范范等","台",null,"2"]
[5,"030405002033","光伏逆变器","1.名称:40kW逆变器\n2.规格、型号:最大输入电压：1100V 额定电网电压：400Vac\n3.本体工程及附件安装\n4.综合考虑完成该工艺的所有施工内容，详见设计图纸及相关规范等","台",null,"1"]
["本页小计"]
[{"$nulls":7},"第 1 页  共 13 页"]
["分部分项工程量清单与计价表"]
["工程名称：塘厦中心水厂分布式光伏发电项目-安装部分",{"$nulls":6},"(编制单位盖章)"]
["序号","项目编码","项目名称","项目特征描述","计量\n单位",null,"工程量",null,"金额（元）"]
[{"$nulls":8},"综合单价","合价"]
[6,"030405002034","光伏逆变器","1.名称:100kW逆变器\n2.规格、型号:最大输入电压：1100V 额定电网电压：400Vac\n3.本体工程及附件安装\n4.综合考虑完成该工艺的所有施工内容，详见设计图纸及相关规范等","台",null,"1"]
[7,"030405002035","光伏逆变器","1.名称:150kW逆变器\n2.规格、型号:最大输入电压：1100V 额定电网电压：400Vac\n3.本体工程及附件安装\n4.综合考虑完成该工艺的所有施工内容，详见设计图纸及相关规范等","台",null,"1"]
[8,"030404017031","汇流箱 2进1出","1.名称:汇流箱 2进1出\n2.本体工程及附件安装\n3.综合考虑完成该工艺的所有施工内容，详见设计图纸及相关规范等","台",null,"2"]
[9,"030404017032","汇流箱 3进1出","1.名称:汇流箱 3进1出\n2.本体工程及附件安装\n3.综合考虑完成该工艺的所有施工内容，详见设计图纸及相关规范等","台",null,"1"]
[10,"030404017033","汇流箱 4进1出","1.名称:汇流箱 4进1出\n2.本体工程及附件安装\n3.综合考虑完成该工艺的所有施工内容，详见设计图纸及相关规范等","台",null,"1"]
[11,"030408001061","电力电缆","1.名称:光伏电缆\n2.规格、型号:PV1-F 1x4\n3.敷设方式:综合考虑\n4.综合考虑完成该工艺的所有施工内容，详见设计图纸及相关规范等","m",null,"5264.47"]
[12,"030408001062","电力电缆","1.名称:电力电缆 \n2.型号:ZC-YJV\n3.规格:4*16\n4.材质:铜芯\n5.电压等级(kV):0.6/1kV\n6.综合考虑完成该工艺的所有施工内容，详见设计图纸及相关规范等","m",null,"164.91"]
["本页小计"]
[{"$nulls":7},"第 2 页  共 13 页"]
["分部分项工程量清单与计价表"]
["工程名称：塘厦中心水厂分布式光伏发电项目-安装部分",{"$nulls":6},"(编制单位盖章)"]
["序号","项目编码","项目名称","项目特征描述","计量\n单位",null,"工程量",null,"金额（元）"]
[{"$nulls":8},"综合单价","合价"]
[13,"030408001063","电力电缆","1.名称:电力电缆 \n2.型号:ZC-YJV\n3.规格:3*70+1*35\n4.材质:铜芯\n5.电压等级(kV):0.6/1kV\n6.综合考虑完成该工艺的所有施工内容，详见设计图纸及相关规范等","m",null,"359.21"]
[14,"030408001064","电力电缆","1.名称:电力电缆 \n2.型号:ZRC-YJV\n3.规格:3*120+1*70\n4.材质:铜芯\n5.电压等级(kV):0.6/1kV\n6.综合考虑完成该工艺的所有施工内容，详见设计图纸及相关规范等","m",null,"123.56"]
[15,"030408001065","电力电缆","1.名称:电力电缆 \n2.型号:ZC-YJV\n3.规格:3*150+1*75\n4.材质:铜芯\n5.电压等级(kV):0.6/1kV\n6.综合考虑完成该工艺的所有施工内容，详见设计图纸及相关规范等","m",null,"7.8"]
[16,"030408001066","电力电缆","1.名称:电力电缆 \n2.型号:ZC-YJV\n3.规格:3*240+1*120\n4.材质:铜芯\n5.电压等级(kV):0.6/1kV\n6.综合考虑完成该工艺的所有施工内容，详见设计图纸及相关规范等","m",null,"151.83"]
[17,"030408006040","电力电缆头","1.名称:电缆终端头\n2.规格、型号:16mm2以下\n3.综合考虑完成该工艺的所有施工内容，详见设计图纸及相关规范等","个",null,"22"]
[18,"030408006041","电力电缆头","1.名称:电缆终端头\n2.规格、型号:70mm2以下\n3.综合考虑完成该工艺的所有施工内容，详见设计图纸及相关规范","个",null,"6"]
[19,"030408006042","电力电缆头","1.名称:电缆终端头\n2.规格、型号:120mm2以下\n3.综合考虑完成该工艺的所有施工内容，详见设计图纸及相关规范","个",null,"2"]
["本页小计"]
[{"$nulls":7},"第 3 页  共 13 页"]
["分部分项工程量清单与计价表"]
["工程名称：塘厦中心水厂分布式光伏发电项目-安装部分",{"$nulls":6},"(编制单位盖章)"]
["序号","项目编码","项目名称","项目特征描述","计量\n单位",null,"工程量",null,"金额（元）"]
[{"$nulls":8},"综合单价","合价"]
[20,"030408006043","电力电缆头","1.名称:电缆终端头\n2.规格、型号:185mm2以下\n3.综合考虑完成该工艺的所有施工内容，详见设计图纸及相关规范","个",null,"2"]
[21,"030408006044","电力电缆头","1.名称:电缆终端头\n2.规格、型号:240mm2以下\n3.综合考虑完成该工艺的所有施工内容，详见设计图纸及相关规范","个",null,"10"]
[22,"030411003038","线槽（含辅件）","1.名称:线槽（含辅件）\n2.规格、型号:150*75*1.0\n3.含连接件等\n4.本体工程及附件安装\n5.综合考虑完成该工艺的所有施工内容，详见设计图纸及相关规范等","m",null,"49.47"]
[23,"030411003039","线槽（含辅件）","1.名称:线槽（含辅件）\n2.规格、型号:150*50*1.0\n3.含连接件等\n4.本体工程及附件安装\n5.综合考虑完成该工艺的所有施工内容，详见设计图纸及相关规范等","m",null,"61.7"]
[24,"030411003040","线槽（含辅件）","1.名称:线槽（含辅件）\n2.规格、型号:200×100*1.2\n3.含连接件等\n4.本体工程及附件安装\n5.综合考虑完成该工艺的所有施工内容，详见设计图纸及相关规范等","m",null,"49.7"]
[25,"030411003041","线槽（含辅件）","1.名称:线槽（含辅件）\n2.规格、型号:50×50*1.0\n3.含连接件等\n4.本体工程及附件安装\n5.综合考虑完成该工艺的所有施工内容，详见设计图纸及相关规范范等","m",null,"265.74"]
[26,"030413001010","桥架支架","1.名称:桥架支架\n2.材质:铁构件\n3.规格:综合考虑\n4.综合考虑完成该工艺的所有施工内容，详见设计图纸及相关规范等","kg",null,"140.96"]
["本页小计"]
[{"$nulls":7},"第 4 页  共 13 页"]
["分部分项工程量清单与计价表"]
["工程名称：塘厦中心水厂分布式光伏发电项目-安装部分",{"$nulls":6},"(编制单位盖章)"]
["序号","项目编码","项目名称","项目特征描述","计量\n单位",null,"工程量",null,"金额（元）"]
[{"$nulls":8},"综合单价","合价"]
[27,"030404004018","并网计量柜","1.名称:并网计量柜\n2.规格、型号:BWG1 P12，屏柜尺寸：600×800×2200\n3.具体详图纸大样\n4.本体工程及附件安装和槽钢支架等\n5.综合考虑完成该工艺的所有施工内容，详见设计图纸及相关规范等","台",null,"1"]
[28,"030404004019","并网计量柜","1.名称:并网计量柜\n2.规格、型号:BWG2 AA08，屏柜尺寸：600×800×2200\n3.具体详图纸大样\n4.本体工程及附件安装和槽钢支架等\n5.综合考虑完成该工艺的所有施工内容，详见设计图纸及相关规范等","台",null,"1"]
[29,"030414002010","送配电装置系统","1.名称:送配电装置系统\n2.综合考虑完成该工艺的所有施工内容，详见设计图纸及相关规范等","系统",null,"2"]
[30,"040205001008","电缆井","1.名称:电缆井\n2.规格尺寸:910*1225*1300\n3.水泥路面破除及恢复\n4.具体做法详图纸大样\n5.综合考虑完成该工艺的所有施工内容，详见设计图纸及相关规范等","座",null,"11"]
[31,"050307009019","标志牌","1.名称:标志牌\n2.类别:安健环详图、警示牌图、光伏发电站场应急处置卡\n3.规格、型号:1200*800\n4.综合考虑完成该工艺的所有施工内容，详见设计图纸及相关规范等","个",null,"10"]
[32,"050307009020","标志牌","1.名称:标志牌\n2.类别:0.4kV结线图\n3.综合考虑完成该工艺的所有施工内容，详见设计图纸及相关规范等","个",null,"2"]
["本页小计"]
[{"$nulls":7},"第 5 页  共 13 页"]
["分部分项工程量清单与计价表"]
["工程名称：塘厦中心水厂分布式光伏发电项目-安装部分",{"$nulls":6},"(编制单位盖章)"]
["序号","项目编码","项目名称","项目特征描述","计量\n单位",null,"工程量",null,"金额（元）"]
[{"$nulls":8},"综合单价","合价"]
[33,"040501004020","塑料管","1.名称:3孔埋管\n2.材质及规格:PVC110\n3.具体做法详图纸大样\n4.综合考虑完成该工艺的所有施工内容，详见设计图纸及相关规范等","m",null,"96.94"]
[34,"040501004021","塑料管","1.名称:4孔埋管\n2.材质及规格:PVC110\n3.具体做法详图纸大样\n4.综合考虑完成该工艺的所有施工内容，详见设计图纸及相关规范等","m",null,"70.48"]
[35,"040501004022","塑料管","1.名称:6孔埋管\n2.材质及规格:PVC110\n3.具体做法详图纸大样\n4.综合考虑完成该工艺的所有施工内容，详见设计图纸及相关规范等","m",null,"44.58"]
[36,"040501004023","塑料管","1.名称:8孔埋管\n2.材质及规格:PVC110\n3.具体做法详图纸大样\n4.综合考虑完成该工艺的所有施工内容，详见设计图纸及相关规范等","m",null,"22.47"]
[37,"041001001009","拆除路面","1.材质:拆除路面\n2.厚度:25cm\n3.旧路面机械破除\n4.具体做法详图纸大样\n5.综合考虑完成该工艺的所有施工内容，详见设计图纸及相关规范等","m2",null,"164.95"]
[38,"040101002025","挖沟槽土方","1.土壤类别:挖沟槽土方\n2.挖土深度:2m 内\n3.一二类土\n4.具体做法详图纸大样\n5.综合考虑完成该工艺的所有施工内容，详见设计图纸及相关规范等","m3",null,"161.82"]
[39,"040303001009","垫层","1.名称:垫层\n2.材质:石屑\n3.具体做法详图纸大样\n4.综合考虑完成该工艺的所有施工内容，详见设计图纸及相关规范等","m3",null,"18.18"]
["本页小计"]
[{"$nulls":7},"第 6 页  共 13 页"]
["分部分项工程量清单与计价表"]
["工程名称：塘厦中心水厂分布式光伏发电项目-安装部分",{"$nulls":6},"(编制单位盖章)"]
["序号","项目编码","项目名称","项目特征描述","计量\n单位",null,"工程量",null,"金额（元）"]
[{"$nulls":8},"综合单价","合价"]
[40,"040103001015","回填方","1.名称:回填方\n2.填方材料品种:回填用砂\n3.具体做法详图纸大样\n4.综合考虑完成该工艺的所有施工内容，详见设计图纸及相关规范等","m3",null,"44.19"]
[41,"040202003017","水泥稳定土","1.名称:回填方\n2.填方材料品种:集中拌合水泥石屑混合料 水泥含量 4%\n3.具体做法详图纸大样\n4.综合考虑完成该工艺的所有施工内容，详见设计图纸及相关规范等","m3",null,"28.22"]
[42,"040202003018","水泥稳定土","1.名称:回填方\n2.填方材料品种:集中拌合水泥石屑混合料 水泥含量 6%\n3.具体做法详图纸大样\n4.综合考虑完成该工艺的所有施工内容，详见设计图纸及相关规范等","m3",null,"39.09"]
[43,"050402002009","现浇混凝土路面","1.名称:现浇混凝土路面\n2.厚度:25cm  C30\n3.具体做法详图纸大样\n4.综合考虑完成该工艺的所有施工内容，详见设计图纸及相关规范等","m2",null,"177.21"]
[44,"040103001016","回填方","1.名称:回填方\n2.填方材料品种:原土\n3.具体做法详图纸大样\n4.综合考虑完成该工艺的所有施工内容，详见设计图纸及相关规范等","m3",null,"16.95"]
[45,"040101002026","余方外运","1.土壤类别:余方外运\n2.运距:按15km考虑\n3.一二类土\n4.具体做法详图纸大样\n5.综合考虑完成该工艺的所有施工内容，详见设计图纸及相关规范等","m3",null,"160.81"]
["本页小计"]
[{"$nulls":7},"第 7 页  共 13 页"]
["分部分项工程量清单与计价表"]
["工程名称：塘厦中心水厂分布式光伏发电项目-安装部分",{"$nulls":6},"(编制单位盖章)"]
["序号","项目编码","项目名称","项目特征描述","计量\n单位",null,"工程量",null,"金额（元）"]
[{"$nulls":8},"综合单价","合价"]
[46,"040101002027","余方外运","1.土壤类别:余方外运\n2.运距:按15km考虑\n3.路面块料\n4.具体做法详图纸大样\n5.综合考虑完成该工艺的所有施工内容，详见设计图纸及相关规范等","m3",null,"41.24"]
[null,null,"【光伏系统】分部小计"]
[null,null,"   照明系统"]
[47,"030412001008","普通灯具","1.名称:普通灯具\n2.规格:28W\n3.综合考虑完成该工艺的所有施工内容，详见设计图纸及相关规范等","套",null,"5"]
[48,"030408001067","电力电缆","1.名称:电力电缆 \n2.型号:ZRA-YJV\n3.规格:3*2.5\n4.材质:铜芯\n5.电压等级(kV):0.6/1kV\n6.综合考虑完成该工艺的所有施工内容，详见设计图纸及相关规范等","m",null,"126.26"]
[49,"030404017034","配电箱","1.型号:照明配电箱\n2.规格:非标\n3.综合考虑完成该工艺的所有施工内容，详见设计图纸及相关规范等","台",null,"2"]
[50,"030411006016","接线盒","1.名称:接线盒\n2.材质:塑料\n3.规格:86型\n4.安装形式:明装\n5.综合考虑完成该工艺的所有施工内容，详见设计图纸及相关规范等","个",null,"5"]
[51,"030411001017","配管","1.名称:JDG电线管\n2.规格、型号:Φ25\n3.敷设方式:综合考虑\n4.综合考虑完成该工艺的所有施工内容，详见设计图纸及相关规范等","m",null,"115.57"]
[null,null,"【照明系统】分部小计"]
[null,null,"   防雷接地"]
["本页小计"]
[{"$nulls":7},"第 8 页  共 13 页"]
["分部分项工程量清单与计价表"]
["工程名称：塘厦中心水厂分布式光伏发电项目-安装部分",{"$nulls":6},"(编制单位盖章)"]
["序号","项目编码","项目名称","项目特征描述","计量\n单位",null,"工程量",null,"金额（元）"]
[{"$nulls":8},"综合单价","合价"]
[52,"030409002009","接地母线","1.名称:接地扁钢\n2.规格、型号:热镀锌扁钢 -40×4\n3.综合考虑完成该工艺的所有施工内容，详见设计图纸及相关规范等","m",null,"1205.52"]
[53,"030409003017","避雷引下线","1.名称:避雷引下线\n2.材质:镀锌扁钢\n3.规格:40*4\n4.断接卡子:含断接卡子\n5.综合考虑完成该工艺的所有施工内容，详见设计图纸及相关规范等","m",null,"121.56"]
[54,"030409003018","断接卡子","1.名称:断接卡子制作、安装\n2.材质:镀锌扁钢\n3.规格:40*4\n4.综合考虑完成该工艺的所有施工内容，详见设计图纸及相关规范等","套",null,"54"]
[55,"030411004020","接地线","1.名称:接地跨接线\n2.规格、型号:BVR-1×4\n3.综合考虑完成该工艺的所有施工内容，详见设计图纸及相关规范等","处",null,"1132"]
[56,"040807003009","接地装置调试","1.名称:接地装置调试 接地网\n2.综合考虑完成该工艺的所有施工内容，详见设计图纸及相关规范等","系统",null,"10"]
[null,null,"【防雷接地】分部小计"]
[null,null,"   弱电系统"]
[57,"030404017035","配电箱","1.名称:监控防水箱\n2.综合考虑完成该工艺的所有施工内容，详见设计图纸及相关规范等","台",null,"4"]
[58,"030607006010","数据采集器","1.名称:数据采集器\n2.型号:符合设计需求及满足现场设备需求\n3.规格:225*160*44\n4.功能:设备安装及调试\n5.综合考虑完成该工艺的所有施工内容，详见设计图纸及相关规范等","套",null,"1"]
["本页小计"]
[{"$nulls":7},"第 9 页  共 13 页"]
["分部分项工程量清单与计价表"]
["工程名称：塘厦中心水厂分布式光伏发电项目-安装部分",{"$nulls":6},"(编制单位盖章)"]
["序号","项目编码","项目名称","项目特征描述","计量\n单位",null,"工程量",null,"金额（元）"]
[{"$nulls":8},"综合单价","合价"]
[59,"030502001010","机柜、机架","1.名称:网络机柜6U壁挂式\n2.规格:宽550*深400*高300\n3.安装方式:室内壁装\n4.综合考虑完成该工艺的所有施工内容，详见设计图纸及相关规范等","台",null,"1"]
[60,"030501012018","交换机","1.名称:交换机\n2.功能:32口，带POE\n3.综合考虑完成该工艺的所有施工内容，详见设计图纸及相关规范等","台",null,"1"]
[61,"030501012019","交换机","1.名称:交换机\n2.功能:8口，带POE\n3.综合考虑完成该工艺的所有施工内容，详见设计图纸及相关规范等","台",null,"4"]
[62,"040205020018","监控摄像机","1.类型:红外高清高速球机\n2.规格、型号:400w像素\n3.综合考虑完成该工艺的所有施工内容，详见设计图纸及相关规范等","台",null,"8"]
[63,"040205020019","摄像机支架","1.类型:摄像机支架（横梁上安装）\n2.规格、型号:按设备情况确定\n3.支架形式:壁挂式支架\n4.综合考虑完成该工艺的所有施工内容，详见设计图纸及相关规范等","台",null,"8"]
[64,"030506008010","视频系统调试","1.名称:安全防范分系统调试 电视监控系统 摄像机\n2.综合考虑完成该工艺的所有施工内容，详见设计图纸及相关规范等","系统",null,"8"]
[65,"030409010010","浪涌保护器","1.名称:浪涌保护器\n2.综合考虑完成该工艺的所有施工内容，详见设计图纸及相关规范等","个",null,"8"]
[66,"030501010010","光纤收发器","1.名称:光纤收发器\n2.类别:千兆单模单纤\n3.综合考虑完成该工艺的所有施工内容，详见设计图纸及相关规范等","台",null,"5"]
["本页小计"]
[{"$nulls":7},"第 10 页  共 13 页"]
["分部分项工程量清单与计价表"]
["工程名称：塘厦中心水厂分布式光伏发电项目-安装部分",{"$nulls":6},"(编制单位盖章)"]
["序号","项目编码","项目名称","项目特征描述","计量\n单位",null,"工程量",null,"金额（元）"]
[{"$nulls":8},"综合单价","合价"]
[67,"030502009010","尾纤","1.名称:尾纤\n2.类别:单模单纤\n3.综合考虑完成该工艺的所有施工内容，详见设计图纸及相关规范等","条",null,"8"]
[68,"030502007010","光缆","1.名称:光缆\n2.规格:6芯\n3.综合考虑完成该工艺的所有施工内容，详见设计图纸及相关规范等","m",null,"988.4"]
[69,"030502005010","双绞线缆","1.名称:双绞线缆\n2.规格:超六类网线\n3.线缆对数:CAT6E\n4.敷设方式:管槽内安装\n5.综合考虑完成该工艺的所有施工内容，详见设计图纸及相关规范等","m",null,"199.65"]
[70,"030411001018","配管","1.名称:PVC电线管\n2.规格、型号:Φ25\n3.敷设方式:综合考虑\n4.综合考虑完成该工艺的所有施工内容，详见设计图纸及相关规范等","m",null,"1235.23"]
[71,"030411004021","配线","1.名称:配线\n2.型号:ZR-RVSP\n3.规格:2*1.0\n4.材质:铜\n5.综合考虑完成该工艺的所有施工内容，详见设计图纸及相关规范等","m",null,"47.18"]
[72,"030411006017","接线盒","1.名称:接线盒安装 普通接线盒 明装\n2.综合考虑完成该工艺的所有施工内容，详见设计图纸及相关规范等","个",null,"8"]
[null,null,"【弱电系统】分部小计"]
[null,null,"   清洗系统"]
[73,"030901011010","给水栓","1.安装方式:给水栓\n2.型号、规格:DN32\n3.综合考虑完成该工艺的所有施工内容，详见设计图纸及相关规范等","套",null,"12"]
["本页小计"]
[{"$nulls":7},"第 11 页  共 13 页"]
["分部分项工程量清单与计价表"]
["工程名称：塘厦中心水厂分布式光伏发电项目-安装部分",{"$nulls":6},"(编制单位盖章)"]
["序号","项目编码","项目名称","项目特征描述","计量\n单位",null,"工程量",null,"金额（元）"]
[{"$nulls":8},"综合单价","合价"]
[74,"030109012010","增压泵","1.名称:增压泵\n2.型号:电压：220V  进出口径：DN32    扬程：≥25m\n3.功能:设备安装及调试\n4.综合考虑完成该工艺的所有施工内容，详见设计图纸及相关规范等","台",null,"9"]
[75,"031001006019","塑料管","1.名称:PPR给水管\n2.规格、型号:DN32\n3.连接形式:热熔\n4.综合考虑完成该工艺的所有施工内容，详见设计图纸及相关规范等","m",null,"342.52"]
[76,"031003013010","水表","1.名称:水表组\n2.规格、型号:DN32\n3.连接形式:热熔\n4.其他:包含1个水表，1个截止阀\n5.综合考虑完成该工艺的所有施工内容，详见设计图纸及相关规范等","组",null,"9"]
[77,"031003001019","截止阀","1.类型:截止阀\n2.规格、压力等级:DN32\n3.综合考虑完成该工艺的所有施工内容，详见设计图纸及相关规范等","个",null,"9"]
[78,"031003001020","止回阀","1.类型:止回阀\n2.规格、压力等级:DN32\n3.综合考虑完成该工艺的所有施工内容，详见设计图纸及相关规范等","个",null,"9"]
[79,"030601002010","压力仪表","1.类型:压力表\n2.综合考虑完成该工艺的所有施工内容，详见设计图纸及相关规范等","台",null,"9"]
[80,"031002001010","管道支架","1.材质:管道支架\n2.管架形式:综合考虑\n3.综合考虑完成该工艺的所有施工内容，详见设计图纸及相关规范等","kg",null,"33.21"]
["本页小计"]
[{"$nulls":7},"第 12 页  共 13 页"]
["分部分项工程量清单与计价表"]
["工程名称：塘厦中心水厂分布式光伏发电项目-安装部分",{"$nulls":6},"(编制单位盖章)"]
["序号","项目编码","项目名称","项目特征描述","计量\n单位",null,"工程量",null,"金额（元）"]
[{"$nulls":8},"综合单价","合价"]
[81,"030901013010","灭火器","1.名称:手提式灭火器\n2.类别:水基型MQ6\n3.规格、型号:含2具灭火器一个箱体\n4.综合考虑完成该工艺的所有施工内容，详见设计图纸及相关规范等","具",null,"14"]
[82,"031001006020","塑料管","1.安装部位:室外塑料排水管\n2.介质:雨水\n3.材质、规格:PVC-100\n4.连接形式:粘接\n5.综合考虑完成该工艺的所有施工内容，详见设计图纸及相关规范等","m",null,"19.7"]
[null,null,"【清洗系统】分部小计"]
[null,null,"   防护措施及物探"]
[83,"030310004009","物探费","1.名称:开挖管道探测费\n2.综合考虑完成该工艺的所有施工内容，详见设计图纸及相关规范等","m",null,"234.47"]
[null,null,"【防护措施及物探】分部小计"]
{"$rows_empty":14}
["本页小计"]
["合  计"]
[{"$nulls":7},"第 13 页  共 13 页"]

{"sheet":"工程量清单总价表【谢岗第三水厂分布式光伏发电项目-装饰钢结","index":41,"n_rows":38,"n_cols":5,"rows_kept":38,"merged":[[0,0,0,4],[1,0,1,2],[1,3,1,4],[2,0,2,2],[36,0,36,1],[37,0,37,4]]}
["工程量清单总价表"]
[{"$nulls":3},"编制单位盖章："]
["工程名称：谢岗第三水厂分布式光伏发电项目-装饰钢结构部分",{"$nulls":3},"第 1 页  共 1 页"]
["序号","项目名称","取费基数","费率(%)","金额:(元)"]
["1","分部分项合计","FBFXHJ"]
["1.1","土石方工程"]
["1.2","混凝土及钢筋混凝土工程"]
["1.3","A.6金属结构工程"]
["1.4","门窗工程"]
["1.5","A.16拆除工程"]
["2","措施合计","_AQWMSGF+_QTCSF"]
["2.1","绿色施工安全防护措施费","AQWMSGF"]
["2.2","其他措施费","QTCSF"]
["3","其他项目","QTXMHJ"]
["3.1","暂列金额","ZLJE"]
["3.2","暂估价","ZGJHJ"]
["3.3","计日工","JRG"]
["3.4","总承包服务费","ZCBFWF"]
["3.5","预算包干费","YSBGF"]
["3.6","工程优质费","GCYZF"]
["3.7","概算幅度差","GSFDC"]
["3.8","索赔费用","SPFY"]
["3.9","现场签证费用","XCQZFY"]
["3.10","其他费用","QTFY"]
["4","税前工程造价","_FHJ+_CHJ+_QTXM"]
["5","增值税销项税额","_FHJ+_CHJ+_QTXM"]
["6","总造价","_FHJ+_CHJ+_QTXM+_SJ"]
["7","人工费","RGF+JSCS_RGF"]
{"$rows_empty":9}
["编制人：                                   证号：                                 编制日期："]

{"sheet":"工程量清单综合单价报价表-1【谢岗第三水厂分布式光伏发电项","index":42,"n_rows":108,"n_cols":8,"rows_kept":108,"merged":[[0,0,0,7],[1,0,1,4],[1,5,1,7],[2,0,2,4],[2,6,2,7],[3,0,4,0],[3,1,4,1],[3,2,4,2],[3,3,4,3],[3,4,4,4],[3,5,4,5],[3,6,3,7],[5,2,5,3],[9,2,9,3],[10,2,10,3],[15,0,15,6],[16,0,16,7],[17,0,17,7],[18,0,18,4],[18,5,18,7],[19,0,19,4],[19,6,19,7],[20,0,21,0],[20,1,21,1],[20,2,21,2],[20,3,21,3],[20,4,21,4],[20,5,21,5],[20,6,20,7],[24,2,24,3],[25,2,25,3],[29,0,29,6],[30,0,30,7],[31,0,31,7],[32,0,32,4],[32,5,32,7],[33,0,33,4],[33,6,33,7],[34,0,35,0],[34,1,35,1],[34,2,35,2],[34,3,35,3],[34,4,35,4],[34,5,35,5],[34,6,34,7],[42,0,42,6],[43,0,43,7],[44,0,44,7],[45,0,45,4],[45,5,45,7],[46,0,46,4],[46,6,46,7],[47,0,48,0],[47,1,48,1],[47,2,48,2],[47,3,48,3],[47,4,48,4],[47,5,48,5],[47,6,47,7],[55,0,55,6],[56,0,56,7],[57,0,57,7],[58,0,58,4],[58,5,58,7],[59,0,59,4],[59,6,59,7],[60,0,61,0],[60,1,61,1],[60,2,61,2],[60,3,61,3],[60,4,61,4],[60,5,61,5],[60,6,60,7],[67,2,67,3],[68,2,68,3],[70,0,70,6],[71,0,71,7],[72,0,72,7],[73,0,73,4],[73,5,73,7],[74,0,74,4],[74,6,74,7],[75,0,76,0],[75,1,76,1],[75,2,76,2],[75,3,76,3],[75,4,76,4],[75,5,76,5],[75,6,75,7],[77,2,77,3],[78,2,78,3],[80,2,80,3],[105,0,105,6],[106,0,106,6],[107,0,107,7]]}
["工程量清单综合单价报价表"]
[{"$nulls":5},"编制单位盖章："]
["工程名称：谢岗第三水厂分布式光伏发电项目-装饰钢结构部分",{"$nulls":5},"第 1 页  共 6 页"]
["序号","项目编码","项目名称","项目特征描述","计量\n单位","工程数量","金额（元）"]
[{"$nulls":6},"综合单价","合价"]
[null,null," 土石方工程"]
[1,"010101004007","挖基坑土方","1.土壤类别:综合考虑\n2.挖土深度:2m 内\n3.其他:按技术规范及设计图纸完成清单项目所需的一切相关工作","m3","58.00"]
[2,"010103001007","回填方","1.密实度要求:不小于0.94\n2.填方材料品种:综合考虑\n3.填方粒径要求:综合考虑\n4.其他:按技术规范及设计图纸完成清单项目所需的一切相关工作","m3","29.72"]
[3,"010103002007","余方弃置","1.废弃料品种:综合考虑\n2.其他:按技术规范及设计图纸完成清单项目所需的一切相关工作","m3","28.28"]
[null,null,"【土石方工程】分部小计"]
[null,null," 混凝土及钢筋混凝土工程"]
[4,"010501001006","垫层","1.混凝土种类:商品混凝土\n2.混凝土强度等级:C15\n3.含模板制作安装\n4.其他:按技术规范及设计图纸完成清单项目所需的一切相关工作","m3","5.60"]
[5,"010501003011","钢梯基础","1.混凝土种类:商品混凝土\n2.混凝土强度等级:C30\n3.含模板制作安装\n4.其他:按技术规范及设计图纸完成清单项目所需的一切相关工作","m3","22.68"]
[6,"010501003012","钢梯基础","1.素土夯实后浇筑C20混凝土\n2.混凝土种类:商品混凝土\n3.混凝土强度等级:C20\n4.含模板制作安装\n5.其他:按技术规范及设计图纸完成清单项目所需的一切相关工作","m3","1.22"]
[7,"010515001011","现浇构件钢筋","1.钢筋种类、规格:现浇构件带肋钢筋 φ12-16\n2.其他:按技术规范及设计图纸完成清单项目所需的一切相关工作","t","1.414"]
["本页小计"]
["编制人：                                   证号：                                 编制日期："]
["工程量清单综合单价报价表"]
[{"$nulls":5},"编制单位盖章："]
["工程名称：谢岗第三水厂分布式光伏发电项目-装饰钢结构部分",{"$nulls":5},"第 2 页  共 6 页"]
["序号","项目编码","项目名称","项目特征描述","计量\n单位","工程数量","金额（元）"]
[{"$nulls":6},"综合单价","合价"]
[8,"010507007012","柱脚包封","1.混凝土种类:素混凝土\n2.混凝土强度等级:C25\n3.含模板制作安装\n4.其他:按技术规范及设计图纸完成清单项目所需的一切相关工作","m3","4.83"]
[9,"010902001015","柱脚包封防水","1.卷材品种、规格、厚度:3mm厚SBS防水卷材\n2.其他:按技术规范及设计图纸完成清单项目所需的一切相关工作","m2","90.16"]
[null,null,"【混凝土及钢筋混凝土工程】分部小计"]
[null,null,"A.6 金属结构工程"]
[10,"010603002020","空腹钢柱","1.柱类型:镀锌矩管钢柱\n2.钢材品种:Q355B\n3.钢材规格:矩管100x100x4.0\n4.单根柱质量:3t以内\n5.包含柱脚端板、加劲板、三角连接件等\n6.其他:按技术规范及设计图纸完成清单项目所需的一切相关工作","t","4.605"]
[11,"010604001040","钢梁","1.梁类型:镀锌矩管钢梁\n2.钢材品种:Q355B\n3.钢材规格:矩管140x80x4.0\n4.单根质量:1.5t以内\n5.其他:按技术规范及设计图纸完成清单项目所需的一切相关工作","t","1.836"]
[12,"010604001041","钢梁","1.梁类型:镀锌矩管钢梁\n2.钢材品种:Q355B\n3.钢材规格:矩管120x60x3.0\n4.单根质量:1.5t以内\n5.其他:按技术规范及设计图纸完成清单项目所需的一切相关工作","t","0.291"]
["本页小计"]
["编制人：                                   证号：                                 编制日期："]
["工程量清单综合单价报价表"]
[{"$nulls":5},"编制单位盖章："]
["工程名称：谢岗第三水厂分布式光伏发电项目-装饰钢结构部分",{"$nulls":5},"第 3 页  共 6 页"]
["序号","项目编码","项目名称","项目特征描述","计量\n单位","工程数量","金额（元）"]
[{"$nulls":6},"综合单价","合价"]
[13,"010604001042","钢梁","1.梁类型:镀锌矩管钢梁\n2.钢材品种:Q355B\n3.钢材规格:矩管100x50x3.0\n4.单根质量:1.5t以内\n5.其他:按技术规范及设计图纸完成清单项目所需的一切相关工作","t","2.259"]
[14,"010604001043","钢梁","1.梁类型:镀锌矩管钢梁\n2.钢材品种:Q355B\n3.钢材规格:矩管60x40x3.0\n4.单根质量:1.5t以内\n5.其他:按技术规范及设计图纸完成清单项目所需的一切相关工作","t","0.326"]
[15,"010604001044","钢梁","1.梁类型:镀锌矩管钢梁\n2.钢材品种:Q355B\n3.钢材规格:矩管80x40x3.0\n4.单根质量:1.5t以内\n5.其他:按技术规范及设计图纸完成清单项目所需的一切相关工作","t","0.920"]
[16,"010606002029","钢檩条","1.钢材品种:Q355B\n2.钢材规格:矩管140x80x4.0\n3.构件类型:镀锌矩管檩条\n4.其他:按技术规范及设计图纸完成清单项目所需的一切相关工作","t","2.584"]
[17,"010606002030","钢檩条","1.钢材品种:Q355B\n2.钢材规格:矩管80X40X3\n3.构件类型:镀锌矩管檩条\n4.其他:按技术规范及设计图纸完成清单项目所需的一切相关工作","t","2.854"]
[18,"010606002031","钢檩条","1.钢材品种:Q355B\n2.钢材规格:矩管100x50x3.0\n3.构件类型:镀锌矩管檩条\n4.其他:按技术规范及设计图纸完成清单项目所需的一切相关工作","t","9.853"]
["本页小计"]
["编制人：                                   证号：                                 编制日期："]
["工程量清单综合单价报价表"]
[{"$nulls":5},"编制单位盖章："]
["工程名称：谢岗第三水厂分布式光伏发电项目-装饰钢结构部分",{"$nulls":5},"第 4 页  共 6 页"]
["序号","项目编码","项目名称","项目特征描述","计量\n单位","工程数量","金额（元）"]
[{"$nulls":6},"综合单价","合价"]
[19,"010606002032","钢檩条","1.钢材品种:Q355B\n2.钢材规格:矩管60X40X3\n3.构件类型:镀锌矩管檩条\n4.其他:按技术规范及设计图纸完成清单项目所需的一切相关工作","t","0.721"]
[20,"010606001055","钢支撑","1.钢材品种、规格:Q235B\n2.构件类型:圆钢支撑\n3.其他:按技术规范及设计图纸完成清单项目所需的一切相关工作","t","1.076"]
[21,"010606001056","斜撑","1.钢材品种、规格:Q235B\n2.构件类型:镀锌矩管支撑\n3.其他:按技术规范及设计图纸完成清单项目所需的一切相关工作","t","1.675"]
[22,"010606001057","系杆","1.钢材品种、规格:Q235B\n2.构件类型:圆管系杆\n3.其他:按技术规范及设计图纸完成清单项目所需的一切相关工作","t","2.941"]
[23,"010606008006","钢梯","1.钢材品种、规格:Q235B\n2.钢梯形式:踏步式\n3.包含楼梯平台、楼梯梁、楼梯踏步、楼梯柱、踢脚板、柱脚端板等\n4.具体详见02J401\n5.其他:按技术规范及设计图纸完成清单项目所需的一切相关工作","t","11.844"]
[24,"010606009006","钢护栏","1.钢材品种、规格:Q235B\n2.栏杆扶手高度不小于900mm\n3.其他:按技术规范及设计图纸完成清单项目所需的一切相关工作","t","1.312"]
["本页小计"]
["编制人：                                   证号：                                 编制日期："]
["工程量清单综合单价报价表"]
[{"$nulls":5},"编制单位盖章："]
["工程名称：谢岗第三水厂分布式光伏发电项目-装饰钢结构部分",{"$nulls":5},"第 5 页  共 6 页"]
["序号","项目编码","项目名称","项目特征描述","计量\n单位","工程数量","金额（元）"]
[{"$nulls":6},"综合单价","合价"]
[25,"010606006011","维护通道","1.名称:维护通道\n2.盖板规格型号:S350GD+ZM275\n3.30*30*3方通(Q235)\n4.具体详见图纸CS-GF-05大样\n5.其他:按技术规范及设计图纸完成清单项目所需的一切相关工作","t","0.708"]
[26,"040602038031","M型水槽","1.名称:M型水槽\n2.材质:S350GD+ZM275\n3.具体详见图纸CS-GF-05大样\n4.其他:按技术规范及设计图纸完成清单项目所需的一切相关工作","m","1997.08"]
[27,"040602038032","横向水槽","1.名称:横向水槽\n2.材质:S350GD+ZM275\n3.具体详见图纸CS-GF-05大样\n4.其他:按技术规范及设计图纸完成清单项目所需的一切相关工作","m","911.43"]
[28,"040602038033","汇水槽","1.名称:汇水槽\n2.材质:S350GD+ZM275\n3.具体详见图纸CS-GF-05大样\n4.其他:按技术规范及设计图纸完成清单项目所需的一切相关工作","m","407.86"]
[29,"010516001015","螺栓","1.螺栓种类:M12化学锚栓\n2.其他:按技术规范及设计图纸完成清单项目所需的一切相关工作","套","780"]
[null,null,"【金属结构工程】分部小计"]
[null,null," 门窗工程"]
[30,"010804005006","金属格栅门","1.门代号及洞口尺寸:900*1200mm\n2.门框、扇材质:方管50*50*2间距200\n3.其他:按技术规范及设计图纸完成清单项目所需的一切相关工作","m2","4.32"]
["本页小计"]
["编制人：                                   证号：                                 编制日期："]
["工程量清单综合单价报价表"]
[{"$nulls":5},"编制单位盖章："]
["工程名称：谢岗第三水厂分布式光伏发电项目-装饰钢结构部分",{"$nulls":5},"第 6 页  共 6 页"]
["序号","项目编码","项目名称","项目特征描述","计量\n单位","工程数量","金额（元）"]
[{"$nulls":6},"综合单价","合价"]
[null,null,"【门窗工程】分部小计"]
[null,null,"A.16 拆除工程"]
[31,"011607001011","原有屋面拆除","1.原有屋面拆除\n2.其他:按技术规范及设计图纸完成清单项目所需的一切相关工作","m2","2056.90"]
[null,null,"【拆除工程】分部小计"]
{"$rows_empty":24}
["本页小计"]
["合  计"]
["编制人：                                   证号：                                 编制日期："]

{"sheet":"工程量清单报价汇总表【谢岗第三水厂分布式光伏发电项目-安装","index":43,"n_rows":22,"n_cols":7,"rows_kept":22,"merged":[[0,0,0,6],[1,0,1,2],[1,4,1,6],[2,2,2,4],[3,2,3,4],[4,2,4,4],[5,2,5,4],[6,2,6,4],[7,2,7,4],[8,2,8,4],[9,2,9,4],[10,2,10,4],[11,2,11,4],[12,2,12,4],[13,2,13,4],[14,2,14,4],[15,2,15,4],[16,2,16,4],[17,2,17,4],[18,2,18,4],[19,2,19,4],[20,2,20,4],[21,2,21,4],[22,2,22,4],[23,2,23,4],[24,2,24,4],[25,2,25,4],[26,2,26,4],[27,2,27,4],[28,2,28,4],[29,2,29,4],[30,2,30,4],[31,2,31,4],[32,2,32,4],[33,2,33,4],[34,2,34,4],[35,2,35,4],[36,2,36,4]]}
["工程量清单报价汇总表"]
["工程名称：谢岗第三水厂分布式光伏发电项目-安装部分",{"$nulls":3},"第 1 页  共 1 页"]
["序号","费用名称","基数说明",null,null,"费率(%)","金额"]
["1","分部分项合计","分部分项合计"]
["2","措施合计","绿色施工安全防护措施费+其他措施费"]
["2.1","绿色施工安全防护措施费","安全及文明施工措施费"]
["2.2","其他措施费","其他措施费"]
["3","其他项目","其他项目合计"]
["3.1","暂列金额","暂列金额"]
["3.2","暂估价","暂估价合计"]
["3.3","计日工","计日工"]
["3.4","总承包服务费","总承包服务费"]
["3.5","预算包干费","预算包干费"]
["3.6","工程优质费","工程优质费"]
["3.7","概算幅度差","概算幅度差"]
["3.8","索赔费用","索赔费用"]
["3.9","现场签证费用","现场签证费用"]
["3.10","其他费用","其他费用"]
["4","税前工程造价","分部分项合计+措施合计+其他项目"]
["5","增值税销项税额","分部分项合计+措施合计+其他项目"]
["6","总造价","分部分项合计+措施合计+其他项目+增值税销项税额"]
["7","人工费","分部分项人工费+技术措施项目人工费+机上人工费"]

{"sheet":"分部分项工程量清单与计价表【谢岗第三水厂分布式光伏发电项目","index":44,"n_rows":160,"n_cols":10,"rows_kept":160,"merged":[[0,0,0,9],[1,0,1,4],[1,5,1,6],[1,7,1,9],[2,0,3,0],[2,1,3,1],[2,2,3,2],[2,3,3,3],[2,4,3,5],[2,6,3,7],[2,8,2,9],[4,2,4,3],[4,4,4,5],[4,6,4,7],[5,4,5,5],[5,6,5,7],[6,4,6,5],[6,6,6,7],[7,4,7,5],[7,6,7,7],[8,4,8,5],[8,6,8,7],[9,4,9,5],[9,6,9,7],[10,4,10,5],[10,6,10,7],[11,0,11,8],[12,0,12,4],[12,5,12,6],[12,7,12,9],[13,0,13,9],[14,0,14,4],[14,5,14,6],[14,7,14,9],[15,0,16,0],[15,1,16,1],[15,2,16,2],[15,3,16,3],[15,4,16,5],[15,6,16,7],[15,8,15,9],[17,4,17,5],[17,6,17,7],[18,4,18,5],[18,6,18,7],[19,4,19,5],[19,6,19,7],[20,4,20,5],[20,6,20,7],[21,4,21,5],[21,6,21,7],[22,4,22,5],[22,6,22,7],[23,0,23,8],[24,0,24,4],[24,5,24,6],[24,7,24,9],[25,0,25,9],[26,0,26,4],[26,5,26,6],[26,7,26,9],[27,0,28,0],[27,1,28,1],[27,2,28,2],[27,3,28,3],[27,4,28,5],[27,6,28,7],[27,8,27,9],[29,4,29,5],[29,6,29,7],[30,4,30,5],[30,6,30,7],[31,4,31,5],[31,6,31,7],[32,4,32,5],[32,6,32,7],[33,4,33,5],[33,6,33,7],[34,4,34,5],[34,6,34,7],[35,4,35,5],[35,6,35,7],[36,0,36,8],[37,0,37,4],[37,5,37,6],[37,7,37,9],[38,0,38,9],[39,0,39,4],[39,5,39,6],[39,7,39,9],[40,0,41,0],[40,1,41,1],[40,2,41,2],[40,3,41,3],[40,4,41,5],[40,6,41,7],[40,8,40,9],[42,4,42,5],[42,6,42,7],[43,4,43,5],[43,6,43,7],[44,4,44,5],[44,6,44,7],[45,4,45,5],[45,6,45,7],[46,4,46,5],[46,6,46,7],[47,4,47,5],[47,6,47,7],[48,4,48,5],[48,6,48,7],[49,0,49,8],[50,0,50,4],[50,5,50,6],[50,7,50,9],[51,0,51,9],[52,0,52,4],[52,5,52,6],[52,7,52,9],[53,0,54,0],[53,1,54,1],[53,2,54,2],[53,3,54,3],[53,4,54,5],[53,6,54,7],[53,8,53,9],[55,4,55,5],[55,6,55,7],[56,4,56,5],[56,6,56,7],[57,4,57,5],[57,6,57,7],[58,4,58,5],[58,6,58,7],[59,4,59,5],[59,6,59,7],[60,4,60,5],[60,6,60,7],[61,0,61,8],[62,0,62,4],[62,5,62,6],[62,7,62,9],[63,0,63,9],[64,0,64,4],[64,5,64,6],[64,7,64,9],[65,0,66,0],[65,1,66,1],[65,2,66,2],[65,3,66,3],[65,4,66,5],[65,6,66,7],[65,8,65,9],[67,4,67,5],[67,6,67,7],[68,4,68,5],[68,6,68,7],[69,4,69,5],[69,6,69,7],[70,4,70,5],[70,6,70,7],[71,4,71,5],[71,6,71,7],[72,4,72,5],[72,6,72,7],[73,0,73,8],[74,0,74,4],[74,5,74,6],[74,7,74,9],[75,0,75,9],[76,0,76,4],[76,5,76,6],[76,7,76,9],[77,0,78,0],[77,1,78,1],[77,2,78,2],[77,3,78,3],[77,4,78,5],[77,6,78,7],[77,8,77,9],[79,4,79,5],[79,6,79,7],[80,2,80,3],[80,4,80,5],[80,6,80,7],[81,2,81,3],[81,4,81,5],[81,6,81,7],[82,4,82,5],[82,6,82,7],[83,4,83,5],[83,6,83,7],[84,4,84,5],[84,6,84,7],[85,4,85,5],[85,6,85,7],[86,4,86,5],[86,6,86,7],[87,2,87,3],[87,4,87,5],[87,6,87,7],[88,2,88,3],[88,4,88,5],[88,6,88,7],[89,4,89,5],[89,6,89,7],[90,0,90,8],[91,0,91,4],[91,5,91,6],[91,7,91,9],[92,0,92,9],[93,0,93,4],[93,5,93,6],[93,7,93,9],[94,0,95,0],[94,1,95,1],[94,2,95,2],[94,3,95,3],[94,4,95,5],[94,6,95,7],[94,8,94,9],[96,4,96,5],[96,6,96,7],[97,4,97,5],[97,6,97,7],[98,4,98,5],[98,6,98,7],[99,4,99,5],[99,6,99,7],[100,4,100,5],[100,6,100,7],[101,4,101,5],[101,6,101,7],[102,4,102,5],[102,6,102,7],[103,0,103,8],[104,0,104,4],[104,5,104,6],[104,7,104,9],[105,0,105,9],[106,0,106,4],[106,5,106,6],[106,7,106,9],[107,0,108,0],[107,1,108,1],[107,2,108,2],[107,3,108,3],[107,4,108,5],[107,6,108,7],[107,8,107,9],[109,4,109,5],[109,6,109,7],[110,4,110,5],[110,6,110,7],[111,4,111,5],[111,6,111,7],[112,4,112,5],[112,6,112,7],[113,4,113,5],[113,6,113,7],[114,4,114,5],[114,6,114,7],[115,2,115,3],[115,4,115,5],[115,6,115,7],[116,2,116,3],[116,4,116,5],[116,6,116,7],[117,4,117,5],[117,6,117,7],[118,0,118,8],[119,0,119,4],[119,5,119,6],[119,7,119,9],[120,0,120,9],[121,0,121,4],[121,5,121,6],[121,7,121,9],[122,0,123,0],[122,1,123,1],[122,2,123,2],[122,3,123,3],[122,4,123,5],[122,6,123,7],[122,8,122,9],[124,4,124,5],[124,6,124,7],[125,4,125,5],[125,6,125,7],[126,4,126,5],[126,6,126,7],[127,4,127,5],[127,6,127,7],[128,4,128,5],[128,6,128,7],[129,4,129,5],[129,6,129,7],[130,4,130,5],[130,6,130,7],[131,0,131,8],[132,0,132,4],[132,5,132,6],[132,7,132,9],[133,0,133,9],[134,0,134,4],[134,5,134,6],[134,7,134,9],[135,0,136,0],[135,1,136,1],[135,2,136,2],[135,3,136,3],[135,4,136,5],[135,6,136,7],[135,8,135,9],[137,4,137,5],[137,6,137,7],[138,4,138,5],[138,6,138,7],[139,2,139,3],[139,4,139,5],[139,6,139,7],[140,2,140,3],[140,4,140,5],[140,6,140,7],[141,4,141,5],[141,6,141,7],[142,2,142,3],[142,4,142,5],[142,6,142,7],[143,4,143,5],[143,6,143,7],[144,4,144,5],[144,6,144,7],[145,4,145,5],[145,6,145,7],[146,4,146,5],[146,6,146,7],[147,4,147,5],[147,6,147,7],[148,4,148,5],[148,6,148,7],[149,4,149,5],[149,6,149,7],[150,4,150,5],[150,6,150,7],[151,4,151,5],[151,6,151,7],[152,4,152,5],[152,6,152,7],[153,4,153,5],[153,6,153,7],[154,4,154,5],[154,6,154,7],[155,4,155,5],[155,6,155,7],[156,4,156,5],[156,6,156,7],[157,0,157,8],[158,0,158,8],[159,0,159,4],[159,5,159,6],[159,7,159,9]]}
["分部分项工程量清单与计价表"]
["工程名称：谢岗第三水厂分布式光伏发电项目-安装部分",{"$nulls":6},"(编制单位盖章)"]
["序号","项目编码","项目名称","项目特征描述","计量\n单位",null,"工程量",null,"金额（元）"]
[{"$nulls":8},"综合单价","合价"]
[null,null,"   电气系统"]
[1,"031006005017","620Wp单晶硅光伏组件","1.名称:单晶硅光伏组件\n2.型号:620Wp,组件尺寸：2382*1134*30mm\n3.含铝合金6063-T5压块\n4.本体工程及附件安装\n5.综合考虑完成该工艺的所有施工内容，详见设计图纸及相关规范等\n6.屋面上组件","块",null,"800"]
[2,"030405002036","光伏逆变器","1.名称:30kW逆变器\n2.规格、型号:最大输入电压：1100V 额定电网电压：400Vac\n3.本体工程及附件安装\n4.综合考虑完成该工艺的所有施工内容，详见设计图纸及相关规范等","台",null,"3"]
[3,"030405002037","光伏逆变器","1.名称:36kW逆变器\n2.规格、型号:最大输入电压：1100V 额定电网电压：400Vac\n3.本体工程及附件安装\n4.综合考虑完成该工艺的所有施工内容，详见设计图纸及相关规范范等","台",null,"3"]
[4,"030405002038","光伏逆变器","1.名称:100kW逆变器\n2.规格、型号:最大输入电压：1100V 额定电网电压：400Vac\n3.本体工程及附件安装\n4.综合考虑完成该工艺的所有施工内容，详见设计图纸及相关规范等","台",null,"3"]
[5,"030404017036","汇流箱 2进1出","1.名称:汇流箱 2进1出\n2.本体工程及附件安装\n3.综合考虑完成该工艺的所有施工内容，详见设计图纸及相关规范等\n4.末端负荷100KW 100KW","台",null,"1"]
[6,"030404017037","汇流箱 2进1出","1.名称:汇流箱 2进1出\n2.本体工程及附件安装\n3.综合考虑完成该工艺的所有施工内容，详见设计图纸及相关规范等\n4.末端负荷36KW 36KW","台",null,"1"]
["本页小计"]
[{"$nulls":7},"第 1 页  共 11 页"]
["分部分项工程量清单与计价表"]
["工程名称：谢岗第三水厂分布式光伏发电项目-安装部分",{"$nulls":6},"(编制单位盖章)"]
["序号","项目编码","项目名称","项目特征描述","计量\n单位",null,"工程量",null,"金额（元）"]
[{"$nulls":8},"综合单价","合价"]
[7,"030404017038","汇流箱 2进1出","1.名称:汇流箱 2进1出\n2.本体工程及附件安装\n3.综合考虑完成该工艺的所有施工内容，详见设计图纸及相关规范等\n4.末端负荷100KW 30KW","台",null,"1"]
[8,"030408001068","电力电缆","1.名称:光伏电缆\n2.规格、型号:PV1-F 1x4\n3.敷设方式:综合考虑\n4.综合考虑完成该工艺的所有施工内容，详见设计图纸及相关规范等","m",null,"4143.82"]
[9,"030408001069","电力电缆","1.名称:电力电缆 \n2.型号:ZRC-YJV\n3.规格:4*16\n4.材质:铜芯\n5.电压等级(kV):0.6/1kV\n6.综合考虑完成该工艺的所有施工内容，详见设计图纸及相关规范等","m",null,"445.81"]
[10,"030408001070","电力电缆","1.名称:电力电缆 \n2.型号:ZRC-YJV\n3.规格:3*70+1*35\n4.材质:铜芯\n5.电压等级(kV):0.6/1kV\n6.综合考虑完成该工艺的所有施工内容，详见设计图纸及相关规范等","m",null,"88.61"]
[11,"030408001071","电力电缆","1.名称:电力电缆 \n2.型号:ZRC-YJV\n3.规格:3*95+1*50\n4.材质:铜芯\n5.电压等级(kV):0.6/1kV\n6.综合考虑完成该工艺的所有施工内容，详见设计图纸及相关规范等","m",null,"165.85"]
[12,"030408001072","电力电缆","1.名称:电力电缆 \n2.型号:ZRC-YJV\n3.规格:3*150+1*75\n4.材质:铜芯\n5.电压等级(kV):0.6/1kV\n6.综合考虑完成该工艺的所有施工内容，详见设计图纸及相关规范等","m",null,"85.09"]
["本页小计"]
[{"$nulls":7},"第 2 页  共 11 页"]
["分部分项工程量清单与计价表"]
["工程名称：谢岗第三水厂分布式光伏发电项目-安装部分",{"$nulls":6},"(编制单位盖章)"]
["序号","项目编码","项目名称","项目特征描述","计量\n单位",null,"工程量",null,"金额（元）"]
[{"$nulls":8},"综合单价","合价"]
[13,"030408001073","电力电缆","1.名称:电力电缆 \n2.型号:ZRC-YJV\n3.规格:3*240+1*120\n4.材质:铜芯\n5.电压等级(kV):0.6/1kV\n6.综合考虑完成该工艺的所有施工内容，详见设计图纸及相关规范等","m",null,"113.3"]
[14,"030408006045","电力电缆头","1.名称:电缆终端头\n2.规格、型号:16mm2以下\n3.综合考虑完成该工艺的所有施工内容，详见设计图纸及相关规范等","个",null,"12"]
[15,"030408006046","电力电缆头","1.名称:电缆终端头\n2.规格、型号:70mm2以下\n3.综合考虑完成该工艺的所有施工内容，详见设计图纸及相关规范等","个",null,"8"]
[16,"030408006047","电力电缆头","1.名称:电缆终端头\n2.规格、型号:120mm2以下\n3.综合考虑完成该工艺的所有施工内容，详见设计图纸及相关规范等","个",null,"2"]
[17,"030408006048","电力电缆头","1.名称:电缆终端头\n2.规格、型号:185mm2以下\n3.综合考虑完成该工艺的所有施工内容，详见设计图纸及相关规范","个",null,"2"]
[18,"030408006049","电力电缆头","1.名称:电缆终端头\n2.规格、型号:240mm2以下\n3.综合考虑完成该工艺的所有施工内容，详见设计图纸及相关规范","个",null,"8"]
[19,"030411003042","线槽（含辅件）","1.名称:线槽（含辅件）\n2.规格、型号:200×100*0.8\n3.含连接件等\n4.本体工程及附件安装\n5.综合考虑完成该工艺的所有施工内容，详见设计图纸及相关规范等","m",null,"52.51"]
["本页小计"]
[{"$nulls":7},"第 3 页  共 11 页"]
["分部分项工程量清单与计价表"]
["工程名称：谢岗第三水厂分布式光伏发电项目-安装部分",{"$nulls":6},"(编制单位盖章)"]
["序号","项目编码","项目名称","项目特征描述","计量\n单位",null,"工程量",null,"金额（元）"]
[{"$nulls":8},"综合单价","合价"]
[20,"030411003043","线槽（含辅件）","1.名称:线槽（含辅件）\n2.规格、型号:100×50*0.8\n3.含连接件等\n4.本体工程及附件安装\n5.综合考虑完成该工艺的所有施工内容，详见设计图纸及相关规范范等","m",null,"309.7"]
[21,"030411003044","线槽（含辅件）","1.名称:线槽（含辅件）\n2.规格、型号:50×50*0.8\n3.含连接件等\n4.本体工程及附件安装\n5.综合考虑完成该工艺的所有施工内容，详见设计图纸及相关规范范等","m",null,"62.78"]
[22,"030413001011","桥架支架","1.名称:桥架支架\n2.材质:铁构件\n3.规格:综合考虑\n4.综合考虑完成该工艺的所有施工内容，详见设计图纸及相关规范等","kg",null,"134.2"]
[23,"030404004020","并网计量柜","1.名称:并网计量柜\n2.规格:BWG1 AA14， 屏柜尺寸：1000×1000×2200\n3.含内部组件组装等\n4.本体工程及附件安装和槽钢支架等\n5.综合考虑完成该工艺的所有施工内容，详见设计图纸及相关规范等","台",null,"1"]
[24,"030414002011","送配电装置系统","1.名称:送配电装置系统\n2.综合考虑完成该工艺的所有施工内容，详见设计图纸及相关规范等","系统",null,"1"]
[25,"050307009021","标志牌","1.名称:标志牌\n2.类别:安健环详图、警示牌图、光伏发电站场应急处置卡\n3.规格、型号:1200*800\n4.综合考虑完成该工艺的所有施工内容，详见设计图纸及相关规范等","个",null,"7"]
[26,"050307009022","标志牌","1.名称:标志牌\n2.类别:0.4kV结线图\n3.综合考虑完成该工艺的所有施工内容，详见设计图纸及相关规范等","个",null,"1"]
["本页小计"]
[{"$nulls":7},"第 4 页  共 11 页"]
["分部分项工程量清单与计价表"]
["工程名称：谢岗第三水厂分布式光伏发电项目-安装部分",{"$nulls":6},"(编制单位盖章)"]
["序号","项目编码","项目名称","项目特征描述","计量\n单位",null,"工程量",null,"金额（元）"]
[{"$nulls":8},"综合单价","合价"]
[27,"040205001009","电缆井","1.名称:电缆井\n2.规格尺寸:910*1890*900\n3.水泥路面破除及恢复\n4.具体做法详图纸大样\n5.综合考虑完成该工艺的所有施工内容，详见设计图纸及相关规范等","座",null,"5"]
[28,"040501004024","塑料管","1.名称:2孔埋管\n2.材质及规格:PVC110\n3.水泥路面破除及恢复\n4.具体做法详图纸大样\n5.综合考虑完成该工艺的所有施工内容，详见设计图纸及相关规范等","m",null,"88.43"]
[29,"040501004025","塑料管","1.名称:3孔埋管\n2.材质及规格:PVC110\n3.水泥路面破除及恢复\n4.具体做法详图纸大样\n5.综合考虑完成该工艺的所有施工内容，详见设计图纸及相关规范等","m",null,"5.71"]
[30,"041001001010","拆除路面","1.材质:拆除路面\n2.厚度:25cm\n3.旧路面机械破除\n4.具体做法详图纸大样\n5.综合考虑完成该工艺的所有施工内容，详见设计图纸及相关规范等","m2",null,"88.43"]
[31,"040101002028","挖沟槽土方","1.土壤类别:挖沟槽土方\n2.挖土深度:2m 内\n3.一二类土\n4.具体做法详图纸大样\n5.综合考虑完成该工艺的所有施工内容，详见设计图纸及相关规范等","m3",null,"63.17"]
[32,"040303001010","垫层","1.名称:垫层\n2.材质:石屑\n3.具体做法详图纸大样\n4.综合考虑完成该工艺的所有施工内容，详见设计图纸及相关规范等","m3",null,"7.63"]
["本页小计"]
[{"$nulls":7},"第 5 页  共 11 页"]
["分部分项工程量清单与计价表"]
["工程名称：谢岗第三水厂分布式光伏发电项目-安装部分",{"$nulls":6},"(编制单位盖章)"]
["序号","项目编码","项目名称","项目特征描述","计量\n单位",null,"工程量",null,"金额（元）"]
[{"$nulls":8},"综合单价","合价"]
[33,"040103001017","回填方","1.名称:回填方\n2.填方材料品种:回填用砂\n3.具体做法详图纸大样\n4.综合考虑完成该工艺的所有施工内容，详见设计图纸及相关规范等","m3",null,"22.35"]
[34,"040202003019","水泥稳定土","1.名称:回填方\n2.填方材料品种:集中拌合水泥石屑混合料 水泥含量 4%\n3.具体做法详图纸大样\n4.综合考虑完成该工艺的所有施工内容，详见设计图纸及相关规范等","m3",null,"11.77"]
[35,"040202003020","水泥稳定土","1.名称:回填方\n2.填方材料品种:集中拌合水泥石屑混合料 水泥含量 6%\n3.具体做法详图纸大样\n4.综合考虑完成该工艺的所有施工内容，详见设计图纸及相关规范等","m3",null,"16.3"]
[36,"050402002010","现浇混凝土路面","1.名称:现浇混凝土路面\n2.厚度:25cm  C30\n3.具体做法详图纸大样\n4.综合考虑完成该工艺的所有施工内容，详见设计图纸及相关规范等","m2",null,"94"]
[37,"040103001018","回填方","1.名称:回填方\n2.填方材料品种:原土\n3.具体做法详图纸大样\n4.综合考虑完成该工艺的所有施工内容，详见设计图纸及相关规范等","m3",null,"1.39"]
[38,"040101002029","余方外运","1.土壤类别:余方外运\n2.运距:按15km考虑\n3.一二类土\n4.具体做法详图纸大样\n5.综合考虑完成该工艺的所有施工内容，详见设计图纸及相关规范等","m3",null,"70.42"]
["本页小计"]
[{"$nulls":7},"第 6 页  共 11 页"]
["分部分项工程量清单与计价表"]
["工程名称：谢岗第三水厂分布式光伏发电项目-安装部分",{"$nulls":6},"(编制单位盖章)"]
["序号","项目编码","项目名称","项目特征描述","计量\n单位",null,"工程量",null,"金额（元）"]
[{"$nulls":8},"综合单价","合价"]
[39,"040101002030","余方外运","1.土壤类别:余方外运\n2.运距:按15km考虑\n3.路面块料\n4.具体做法详图纸大样\n5.综合考虑完成该工艺的所有施工内容，详见设计图纸及相关规范等","m3",null,"22.11"]
[null,null,"【电气系统】分部小计"]
[null,null,"   防雷接地系统"]
[40,"030409002010","接地母线","1.名称:接地扁钢\n2.规格、型号:热镀锌扁钢 -40×4\n3.综合考虑完成该工艺的所有施工内容，详见设计图纸及相关规范等","m",null,"790.82"]
[41,"030409003019","避雷引下线","1.名称:避雷引下线\n2.材质:镀锌扁钢\n3.规格:40*4\n4.断接卡子:含断接卡子\n5.综合考虑完成该工艺的所有施工内容，详见设计图纸及相关规范等","m",null,"69.93"]
[42,"030409003020","断接卡子","1.名称:断接卡子制作、安装\n2.材质:镀锌扁钢\n3.规格:40*4\n4.综合考虑完成该工艺的所有施工内容，详见设计图纸及相关规范等","套",null,"41"]
[43,"030411004022","接地线","1.名称:接地跨接线\n2.规格、型号:BVR-1×4\n3.综合考虑完成该工艺的所有施工内容，详见设计图纸及相关规范等","系统",null,"802"]
[44,"080808008001","接地装置调试","1.名称:接地装置调试 接地网","系统",null,"8"]
[null,null,"【防雷接地系统】分部小计"]
[null,null,"   弱电系统"]
[45,"030404017039","配电箱","1.名称:监控防水箱\n2.综合考虑完成该工艺的所有施工内容，详见设计图纸及相关规范等","台",null,"6"]
["本页小计"]
[{"$nulls":7},"第 7 页  共 11 页"]
["分部分项工程量清单与计价表"]
["工程名称：谢岗第三水厂分布式光伏发电项目-安装部分",{"$nulls":6},"(编制单位盖章)"]
["序号","项目编码","项目名称","项目特征描述","计量\n单位",null,"工程量",null,"金额（元）"]
[{"$nulls":8},"综合单价","合价"]
[46,"030607006011","数据采集器","1.名称:数据采集器\n2.型号:符合设计需求及满足现场设备需求\n3.规格:225*160*44\n4.功能:设备安装及调试\n5.综合考虑完成该工艺的所有施工内容，详见设计图纸及相关规范等","套",null,"1"]
[47,"030502001011","机柜、机架","1.名称:网络机柜6U壁挂式\n2.规格:宽550*深400*高300\n3.安装方式:室内壁装\n4.综合考虑完成该工艺的所有施工内容，详见设计图纸及相关规范等","台",null,"1"]
[48,"030501012020","交换机","1.名称:交换机\n2.功能:8口，带POE\n3.综合考虑完成该工艺的所有施工内容，详见设计图纸及相关规范等","台",null,"7"]
[49,"040205020020","监控摄像机","1.类型:红外高清高速球机\n2.规格、型号:400w像素\n3.综合考虑完成该工艺的所有施工内容，详见设计图纸及相关规范等","台",null,"12"]
[50,"040205020021","摄像机支架","1.类型:摄像机支架（横梁上安装）\n2.规格、型号:按设备情况确定\n3.支架形式:壁挂式支架\n4.综合考虑完成该工艺的所有施工内容，详见设计图纸及相关规范等","台",null,"12"]
[51,"030506008011","视频系统调试","1.名称:安全防范分系统调试 电视监控系统 摄像机\n2.综合考虑完成该工艺的所有施工内容，详见设计图纸及相关规范等","系统",null,"12"]
[52,"030409010011","浪涌保护器","1.名称:浪涌保护器\n2.综合考虑完成该工艺的所有施工内容，详见设计图纸及相关规范等","个",null,"12"]
["本页小计"]
[{"$nulls":7},"第 8 页  共 11 页"]
["分部分项工程量清单与计价表"]
["工程名称：谢岗第三水厂分布式光伏发电项目-安装部分",{"$nulls":6},"(编制单位盖章)"]
["序号","项目编码","项目名称","项目特征描述","计量\n单位",null,"工程量",null,"金额（元）"]
[{"$nulls":8},"综合单价","合价"]
[53,"030501010011","光纤收发器","1.名称:光纤收发器\n2.类别:千兆单模单纤\n3.综合考虑完成该工艺的所有施工内容，详见设计图纸及相关规范等","台",null,"7"]
[54,"030502009011","尾纤","1.名称:尾纤\n2.类别:单模单纤\n3.综合考虑完成该工艺的所有施工内容，详见设计图纸及相关规范等","条",null,"12"]
[55,"030502007011","光缆","1.名称:光缆\n2.规格:8芯\n3.综合考虑完成该工艺的所有施工内容，详见设计图纸及相关规范等","m",null,"2765.16"]
[56,"030502005011","双绞线缆","1.名称:双绞线缆\n2.规格:超六类网线\n3.线缆对数:CAT6E\n4.敷设方式:管槽内安装\n5.综合考虑完成该工艺的所有施工内容，详见设计图纸及相关规范等","m",null,"212.7"]
[57,"030411001019","配管","1.名称:PVC电线管\n2.规格、型号:Φ25\n3.敷设方式:综合考虑\n4.综合考虑完成该工艺的所有施工内容，详见设计图纸及相关规范等","m",null,"2977.86"]
[58,"030411006018","接线盒","1.名称:接线盒安装 普通接线盒 明装\n2.综合考虑完成该工艺的所有施工内容，详见设计图纸及相关规范等","个",null,"12"]
[null,null,"【弱电系统】分部小计"]
[null,null,"   清洗系统"]
[59,"030901011011","给水栓","1.安装方式:给水栓\n2.型号、规格:DN32\n3.综合考虑完成该工艺的所有施工内容，详见设计图纸及相关规范等","套",null,"12"]
["本页小计"]
[{"$nulls":7},"第 9 页  共 11 页"]
["分部分项工程量清单与计价表"]
["工程名称：谢岗第三水厂分布式光伏发电项目-安装部分",{"$nulls":6},"(编制单位盖章)"]
["序号","项目编码","项目名称","项目特征描述","计量\n单位",null,"工程量",null,"金额（元）"]
[{"$nulls":8},"综合单价","合价"]
[60,"030109012011","增压泵","1.名称:增压泵\n2.型号:电压：220V  进出口径：DN32    扬程：≥25m\n3.功能:设备安装及调试\n4.综合考虑完成该工艺的所有施工内容，详见设计图纸及相关规范等","台",null,"6"]
[61,"031001006021","塑料管","1.名称:PPR给水管\n2.规格、型号:DN32\n3.连接形式:热熔\n4.综合考虑完成该工艺的所有施工内容，详见设计图纸及相关规范等","m",null,"266.91"]
[62,"031003013011","水表","1.名称:水表组\n2.规格、型号:DN32\n3.连接形式:热熔\n4.其他:包含1个水表，1个截止阀\n5.综合考虑完成该工艺的所有施工内容，详见设计图纸及相关规范等","组",null,"6"]
[63,"031003001021","截止阀","1.类型:截止阀\n2.规格、压力等级:DN32\n3.综合考虑完成该工艺的所有施工内容，详见设计图纸及相关规范等","个",null,"6"]
[64,"031003001022","止回阀","1.类型:止回阀\n2.规格、压力等级:DN32\n3.综合考虑完成该工艺的所有施工内容，详见设计图纸及相关规范等","个",null,"6"]
[65,"030601002011","压力仪表","1.类型:压力表\n2.综合考虑完成该工艺的所有施工内容，详见设计图纸及相关规范等","台",null,"6"]
[66,"031002001011","管道支架","1.材质:管道支架\n2.管架形式:综合考虑\n3.综合考虑完成该工艺的所有施工内容，详见设计图纸及相关规范等","kg",null,"25.88"]
["本页小计"]
[{"$nulls":7},"第 10 页  共 11 页"]
["分部分项工程量清单与计价表"]
["工程名称：谢岗第三水厂分布式光伏发电项目-安装部分",{"$nulls":6},"(编制单位盖章)"]
["序号","项目编码","项目名称","项目特征描述","计量\n单位",null,"工程量",null,"金额（元）"]
[{"$nulls":8},"综合单价","合价"]
[67,"030901013011","灭火器","1.名称:手提式灭火器\n2.类别:水基型MQ6\n3.规格、型号:含2具灭火器一个箱体\n4.综合考虑完成该工艺的所有施工内容，详见设计图纸及相关规范等","具",null,"9"]
[68,"031001006022","塑料管","1.安装部位:室外塑料排水管\n2.介质:雨水\n3.材质、规格:PVC-100\n4.连接形式:粘接\n5.综合考虑完成该工艺的所有施工内容，详见设计图纸及相关规范等","m",null,"55.2"]
[null,null,"【清洗系统】分部小计"]
[null,null,"   防护措施及物探"]
[69,"030310004010","物探费","1.名称:开挖管道探测费\n2.综合考虑完成该工艺的所有施工内容，详见设计图纸及相关规范等","m",null,"94.14"]
[null,null,"【防护措施及物探】分部小计"]
{"$rows_empty":14}
["本页小计"]
["合  计"]
[{"$nulls":7},"第 11 页  共 11 页"]

{"sheet":"工程量清单总价表【石龙黄洲水厂分布式光伏发电项目-装饰钢结","index":45,"n_rows":38,"n_cols":5,"rows_kept":38,"merged":[[0,0,0,4],[1,0,1,2],[1,3,1,4],[2,0,2,2],[36,0,36,1],[37,0,37,4]]}
["工程量清单总价表"]
[{"$nulls":3},"编制单位盖章："]
["工程名称：石龙黄洲水厂分布式光伏发电项目-装饰钢结构部分",{"$nulls":3},"第 1 页  共 1 页"]
["序号","项目名称","取费基数","费率(%)","金额:(元)"]
["1","分部分项合计","FBFXHJ"]
["1.1","土石方工程"]
["1.2","混凝土及钢筋混凝土工程"]
["1.3","A.6金属结构工程"]
["1.4","门窗工程"]
["1.5","A.16拆除工程"]
["2","措施合计","_AQWMSGF+_QTCSF"]
["2.1","绿色施工安全防护措施费","AQWMSGF"]
["2.2","其他措施费","QTCSF"]
["3","其他项目","QTXMHJ"]
["3.1","暂列金额","ZLJE"]
["3.2","暂估价","ZGJHJ"]
["3.3","计日工","JRG"]
["3.4","总承包服务费","ZCBFWF"]
["3.5","预算包干费","YSBGF"]
["3.6","工程优质费","GCYZF"]
["3.7","概算幅度差","GSFDC"]
["3.8","索赔费用","SPFY"]
["3.9","现场签证费用","XCQZFY"]
["3.10","其他费用","QTFY"]
["4","税前工程造价","_FHJ+_CHJ+_QTXM"]
["5","增值税销项税额","_FHJ+_CHJ+_QTXM"]
["6","总造价","_FHJ+_CHJ+_QTXM+_SJ"]
["7","人工费","RGF+JSCS_RGF"]
{"$rows_empty":9}
["编制人：                                   证号：                                 编制日期："]

{"sheet":"工程量清单综合单价报价表-1【石龙黄洲水厂分布式光伏发电项","index":46,"n_rows":79,"n_cols":8,"rows_kept":79,"merged":[[0,0,0,7],[1,0,1,4],[1,5,1,7],[2,0,2,4],[2,6,2,7],[3,0,4,0],[3,1,4,1],[3,2,4,2],[3,3,4,3],[3,4,4,4],[3,5,4,5],[3,6,3,7],[5,2,5,3],[9,2,9,3],[10,2,10,3],[15,0,15,6],[16,0,16,7],[17,0,17,7],[18,0,18,4],[18,5,18,7],[19,0,19,4],[19,6,19,7],[20,0,21,0],[20,1,21,1],[20,2,21,2],[20,3,21,3],[20,4,21,4],[20,5,21,5],[20,6,20,7],[24,2,24,3],[25,2,25,3],[29,0,29,6],[30,0,30,7],[31,0,31,7],[32,0,32,4],[32,5,32,7],[33,0,33,4],[33,6,33,7],[34,0,35,0],[34,1,35,1],[34,2,35,2],[34,3,35,3],[34,4,35,4],[34,5,35,5],[34,6,34,7],[41,0,41,6],[42,0,42,7],[43,0,43,7],[44,0,44,4],[44,5,44,7],[45,0,45,4],[45,6,45,7],[46,0,47,0],[46,1,47,1],[46,2,47,2],[46,3,47,3],[46,4,47,4],[46,5,47,5],[46,6,46,7],[54,0,54,6],[55,0,55,7],[56,0,56,7],[57,0,57,4],[57,5,57,7],[58,0,58,4],[58,6,58,7],[59,0,60,0],[59,1,60,1],[59,2,60,2],[59,3,60,3],[59,4,60,4],[59,5,60,5],[59,6,59,7],[65,2,65,3],[66,2,66,3],[68,2,68,3],[69,2,69,3],[71,2,71,3],[72,0,72,6],[73,0,73,7],[74,0,74,7],[75,0,75,4],[75,5,75,7],[76,0,76,4],[76,6,76,7],[77,0,77,6],[78,0,78,7]]}
["工程量清单综合单价报价表"]
[{"$nulls":5},"编制单位盖章："]
["工程名称：石龙黄洲水厂分布式光伏发电项目-装饰钢结构部分",{"$nulls":5},"第 1 页  共 6 页"]
["序号","项目编码","项目名称","项目特征描述","计量\n单位","工程数量","金额（元）"]
[{"$nulls":6},"综合单价","合价"]
[null,null," 土石方工程"]
[1,"010101004008","挖基坑土方","1.土壤类别:综合考虑\n2.挖土深度:2m 内\n3.其他:按技术规范及设计图纸完成清单项目所需的一切相关工作","m3","57.98"]
[2,"010103001008","回填方","1.密实度要求:不小于0.94\n2.填方材料品种:综合考虑\n3.填方粒径要求:综合考虑\n4.其他:按技术规范及设计图纸完成清单项目所需的一切相关工作","m3","48.86"]
[3,"010103002008","余方弃置","1.废弃料品种:综合考虑\n2.其他:按技术规范及设计图纸完成清单项目所需的一切相关工作","m3","9.12"]
[null,null,"【土石方工程】分部小计"]
[null,null," 混凝土及钢筋混凝土工程"]
[4,"010501001007","垫层","1.混凝土种类:商品混凝土\n2.混凝土强度等级:C15\n3.含模板制作安装\n4.其他:按技术规范及设计图纸完成清单项目所需的一切相关工作","m3","2.4"]
[5,"010501003013","钢梯基础","1.混凝土种类:商品混凝土\n2.混凝土强度等级:C30\n3.含模板制作安装\n4.其他:按技术规范及设计图纸完成清单项目所需的一切相关工作","m3","9.72"]
[6,"010501003014","钢梯基础","1.素土夯实后浇筑C20混凝土\n2.混凝土种类:商品混凝土\n3.混凝土强度等级:C20\n4.含模板制作安装\n5.其他:按技术规范及设计图纸完成清单项目所需的一切相关工作","m3","0.61"]
[7,"010515001012","现浇构件钢筋","1.钢筋种类、规格:现浇构件带肋钢筋 φ12-16\n2.其他:按技术规范及设计图纸完成清单项目所需的一切相关工作","t","1.42"]
["本页小计"]
["编制人：                                   证号：                                 编制日期："]
["工程量清单综合单价报价表"]
[{"$nulls":5},"编制单位盖章："]
["工程名称：石龙黄洲水厂分布式光伏发电项目-装饰钢结构部分",{"$nulls":5},"第 2 页  共 6 页"]
["序号","项目编码","项目名称","项目特征描述","计量\n单位","工程数量","金额（元）"]
[{"$nulls":6},"综合单价","合价"]
[8,"010507007013","柱脚包封","1.混凝土种类:素混凝土\n2.混凝土强度等级:C25\n3.含模板制作安装\n4.其他:按技术规范及设计图纸完成清单项目所需的一切相关工作","m3","10.43"]
[9,"010902001016","柱脚包封防水","1.卷材品种、规格、厚度:3mm厚SBS防水卷材\n2.其他:按技术规范及设计图纸完成清单项目所需的一切相关工作","m2","156.48"]
[null,null,"【混凝土及钢筋混凝土工程】分部小计"]
[null,null,"A.6 金属结构工程"]
[10,"010603002021","空腹钢柱","1.柱类型:镀锌矩管钢柱\n2.钢材品种:Q355B\n3.钢材规格:口150*100*5\n4.单根柱质量:3t以内\n5.包含柱脚端板、加劲板、三角连接件等\n6.其他:按技术规范及设计图纸完成清单项目所需的一切相关工作","t","17.98"]
[11,"010604001045","钢梁","1.梁类型:镀锌矩管钢梁\n2.钢材品种:Q355B\n3.钢材规格:口140*80*4\n4.单根质量:1.5t以内\n5.包含安全绳固定件及加劲肋等\n6.其他:按技术规范及设计图纸完成清单项目所需的一切相关工作","t","1.049"]
[12,"010604001046","钢梁","1.梁类型:镀锌矩管钢梁\n2.钢材品种:Q355B\n3.钢材规格:口140*80*5\n4.单根质量:1.5t以内\n5.包含安全绳固定件及加劲肋等\n6.其他:按技术规范及设计图纸完成清单项目所需的一切相关工作","t","2.785"]
["本页小计"]
["编制人：                                   证号：                                 编制日期："]
["工程量清单综合单价报价表"]
[{"$nulls":5},"编制单位盖章："]
["工程名称：石龙黄洲水厂分布式光伏发电项目-装饰钢结构部分",{"$nulls":5},"第 3 页  共 6 页"]
["序号","项目编码","项目名称","项目特征描述","计量\n单位","工程数量","金额（元）"]
[{"$nulls":6},"综合单价","合价"]
[13,"010604001047","钢梁","1.梁类型:镀锌矩管钢梁\n2.钢材品种:Q355B\n3.钢材规格:口150*100*5\n4.单根质量:1.5t以内\n5.包含安全绳固定件及加劲肋等\n6.其他:按技术规范及设计图纸完成清单项目所需的一切相关工作","t","5.661"]
[14,"010604001048","钢梁","1.梁类型:镀锌矩管钢梁\n2.钢材品种:Q355B\n3.钢材规格:口180*100*5\n4.单根质量:1.5t以内\n5.包含安全绳固定件及加劲肋等\n6.其他:按技术规范及设计图纸完成清单项目所需的一切相关工作","t","12.002"]
[15,"010604001049","钢梁","1.梁类型:镀锌矩管钢梁\n2.钢材品种:Q355B\n3.钢材规格:口180*100*6\n4.单根质量:1.5t以内\n5.包含安全绳固定件及加劲肋等\n6.其他:按技术规范及设计图纸完成清单项目所需的一切相关工作","t","1.03"]
[16,"010604001050","钢梁","1.梁类型:镀锌矩管钢梁\n2.钢材品种:Q355B\n3.钢材规格:口180*120*6\n4.单根质量:1.5t以内\n5.包含安全绳固定件及加劲肋等\n6.其他:按技术规范及设计图纸完成清单项目所需的一切相关工作","t","1.028"]
[17,"010606002033","钢檩条","1.构件类型:镀锌矩管檩条\n2.钢材品种:Q355B\n3.钢材规格:口100*50*5\n4.其他:按技术规范及设计图纸完成清单项目所需的一切相关工作","t","36.121"]
["本页小计"]
["编制人：                                   证号：                                 编制日期："]
["工程量清单综合单价报价表"]
[{"$nulls":5},"编制单位盖章："]
["工程名称：石龙黄洲水厂分布式光伏发电项目-装饰钢结构部分",{"$nulls":5},"第 4 页  共 6 页"]
["序号","项目编码","项目名称","项目特征描述","计量\n单位","工程数量","金额（元）"]
[{"$nulls":6},"综合单价","合价"]
[18,"010606002035","钢檩条","1.构件类型:镀锌矩管檩条\n2.钢材品种:Q355B\n3.钢材规格:口80*40*5\n4.其他:按技术规范及设计图纸完成清单项目所需的一切相关工作","t","4.732"]
[19,"010606001058","系杆","1.构件类型:圆管系杆\n2.钢材品种:Q235B\n3.钢材规格:Φ89*3\n4.其他:按技术规范及设计图纸完成清单项目所需的一切相关工作","t","6.735"]
[20,"010606001059","钢支撑","1.构件类型:圆钢支撑\n2.钢材品种:Q235B\n3.钢材规格:Φ16\n4.其他:按技术规范及设计图纸完成清单项目所需的一切相关工作","t","3.319"]
[21,"010606008007","钢梯","1.钢材品种、规格:Q235B\n2.钢梯形式:踏步式\n3.包含楼梯平台、楼梯梁、楼梯踏步、楼梯柱、踢脚板、柱脚端板等\n4.具体详见02J401\n5.其他:按技术规范及设计图纸完成清单项目所需的一切相关工作","t","4.684"]
[22,"010606009007","钢护栏","1.钢材品种、规格:Q235B\n2.栏杆扶手高度不小于900mm\n3.其他:按技术规范及设计图纸完成清单项目所需的一切相关工作","t","0.658"]
[23,"010606006012","维护通道","1.名称:维护通道\n2.盖板规格型号:S350GD+ZM275\n3.30*30*3方通(Q235)\n4.具体详见图纸CS-GF-05大样\n5.其他:按技术规范及设计图纸完成清单项目所需的一切相关工作","t","1.195"]
["本页小计"]
["编制人：                                   证号：                                 编制日期："]
["工程量清单综合单价报价表"]
[{"$nulls":5},"编制单位盖章："]
["工程名称：石龙黄洲水厂分布式光伏发电项目-装饰钢结构部分",{"$nulls":5},"第 5 页  共 6 页"]
["序号","项目编码","项目名称","项目特征描述","计量\n单位","工程数量","金额（元）"]
[{"$nulls":6},"综合单价","合价"]
[24,"040602038034","M型水槽","1.名称:M型水槽\n2.材质:S350GD+ZM275\n3.具体详见图纸CS-GF-05大样\n4.其他:按技术规范及设计图纸完成清单项目所需的一切相关工作","m","3599.65"]
[25,"040602038035","横向水槽","1.名称:横向水槽\n2.材质:S350GD+ZM275\n3.具体详见图纸CS-GF-05大样\n4.其他:按技术规范及设计图纸完成清单项目所需的一切相关工作","m","1734.44"]
[26,"040602038036","汇水槽","1.名称:汇水槽\n2.材质:S350GD+ZM275\n3.具体详见图纸CS-GF-05大样\n4.其他:按技术规范及设计图纸完成清单项目所需的一切相关工作","m","580.45"]
[27,"010516001016","螺栓","1.螺栓种类:M12化学锚栓\n2.其他:按技术规范及设计图纸完成清单项目所需的一切相关工作","套","1304"]
[null,null,"【金属结构工程】分部小计"]
[null,null," 门窗工程"]
[28,"010804005007","金属格栅门","1.门代号及洞口尺寸:900*1200mm\n2.门框、扇材质:方管50*50*2间距200\n3.其他:按技术规范及设计图纸完成清单项目所需的一切相关工作","m2","2.16"]
[null,null,"【门窗工程】分部小计"]
[null,null,"A.16 拆除工程"]
[29,"011607001012","原有屋面拆除","1.原有屋面拆除\n2.废料运距按15km考虑\n3.其他:按技术规范及设计图纸完成清单项目所需的一切相关工作","m2","52.16"]
[null,null,"【拆除工程】分部小计"]
["本页小计"]
["编制人：                                   证号：                                 编制日期："]
["工程量清单综合单价报价表"]
[{"$nulls":5},"编制单位盖章："]
["工程名称：石龙黄洲水厂分布式光伏发电项目-装饰钢结构部分",{"$nulls":5},"第 6 页  共 6 页"]
["合  计"]
["编制人：                                   证号：                                 编制日期："]

{"sheet":"工程量清单报价汇总表【石龙黄洲水厂分布式光伏发电项目-安装","index":47,"n_rows":22,"n_cols":7,"rows_kept":22,"merged":[[0,0,0,6],[1,0,1,2],[1,4,1,6],[2,2,2,4],[3,2,3,4],[4,2,4,4],[5,2,5,4],[6,2,6,4],[7,2,7,4],[8,2,8,4],[9,2,9,4],[10,2,10,4],[11,2,11,4],[12,2,12,4],[13,2,13,4],[14,2,14,4],[15,2,15,4],[16,2,16,4],[17,2,17,4],[18,2,18,4],[19,2,19,4],[20,2,20,4],[21,2,21,4],[22,2,22,4],[23,2,23,4],[24,2,24,4],[25,2,25,4],[26,2,26,4],[27,2,27,4],[28,2,28,4],[29,2,29,4],[30,2,30,4],[31,2,31,4],[32,2,32,4],[33,2,33,4],[34,2,34,4],[35,2,35,4],[36,2,36,4]]}
["工程量清单报价汇总表"]
["工程名称：石龙黄洲水厂分布式光伏发电项目-安装部分",{"$nulls":3},"第 1 页  共 1 页"]
["序号","费用名称","基数说明",null,null,"费率(%)","金额"]
["1","分部分项合计","分部分项合计"]
["2","措施合计","绿色施工安全防护措施费+其他措施费"]
["2.1","绿色施工安全防护措施费","安全及文明施工措施费"]
["2.2","其他措施费","其他措施费"]
["3","其他项目","其他项目合计"]
["3.1","暂列金额","暂列金额"]
["3.2","暂估价","暂估价合计"]
["3.3","计日工","计日工"]
["3.4","总承包服务费","总承包服务费"]
["3.5","预算包干费","预算包干费"]
["3.6","工程优质费","工程优质费"]
["3.7","概算幅度差","概算幅度差"]
["3.8","索赔费用","索赔费用"]
["3.9","现场签证费用","现场签证费用"]
["3.10","其他费用","其他费用"]
["4","税前工程造价","分部分项合计+措施合计+其他项目"]
["5","增值税销项税额","分部分项合计+措施合计+其他项目"]
["6","总造价","分部分项合计+措施合计+其他项目+增值税销项税额"]
["7","人工费","分部分项人工费+技术措施项目人工费+机上人工费"]

{"sheet":"分部分项工程量清单与计价表【石龙黄洲水厂分布式光伏发电项目","index":48,"n_rows":158,"n_cols":10,"rows_kept":158,"merged":[[0,0,0,9],[1,0,1,4],[1,5,1,6],[1,7,1,9],[2,0,3,0],[2,1,3,1],[2,2,3,2],[2,3,3,3],[2,4,3,5],[2,6,3,7],[2,8,2,9],[4,2,4,3],[4,4,4,5],[4,6,4,7],[5,2,5,3],[5,4,5,5],[5,6,5,7],[6,4,6,5],[6,6,6,7],[7,4,7,5],[7,6,7,7],[8,4,8,5],[8,6,8,7],[9,4,9,5],[9,6,9,7],[10,4,10,5],[10,6,10,7],[11,4,11,5],[11,6,11,7],[12,0,12,8],[13,0,13,4],[13,5,13,6],[13,7,13,9],[14,0,14,9],[15,0,15,4],[15,5,15,6],[15,7,15,9],[16,0,17,0],[16,1,17,1],[16,2,17,2],[16,3,17,3],[16,4,17,5],[16,6,17,7],[16,8,16,9],[18,4,18,5],[18,6,18,7],[19,4,19,5],[19,6,19,7],[20,4,20,5],[20,6,20,7],[21,4,21,5],[21,6,21,7],[22,4,22,5],[22,6,22,7],[23,0,23,8],[24,0,24,4],[24,5,24,6],[24,7,24,9],[25,0,25,9],[26,0,26,4],[26,5,26,6],[26,7,26,9],[27,0,28,0],[27,1,28,1],[27,2,28,2],[27,3,28,3],[27,4,28,5],[27,6,28,7],[27,8,27,9],[29,4,29,5],[29,6,29,7],[30,4,30,5],[30,6,30,7],[31,4,31,5],[31,6,31,7],[32,4,32,5],[32,6,32,7],[33,4,33,5],[33,6,33,7],[34,4,34,5],[34,6,34,7],[35,4,35,5],[35,6,35,7],[36,0,36,8],[37,0,37,4],[37,5,37,6],[37,7,37,9],[38,0,38,9],[39,0,39,4],[39,5,39,6],[39,7,39,9],[40,0,41,0],[40,1,41,1],[40,2,41,2],[40,3,41,3],[40,4,41,5],[40,6,41,7],[40,8,40,9],[42,4,42,5],[42,6,42,7],[43,4,43,5],[43,6,43,7],[44,4,44,5],[44,6,44,7],[45,4,45,5],[45,6,45,7],[46,4,46,5],[46,6,46,7],[47,4,47,5],[47,6,47,7],[48,0,48,8],[49,0,49,4],[49,5,49,6],[49,7,49,9],[50,0,50,9],[51,0,51,4],[51,5,51,6],[51,7,51,9],[52,0,53,0],[52,1,53,1],[52,2,53,2],[52,3,53,3],[52,4,53,5],[52,6,53,7],[52,8,52,9],[54,4,54,5],[54,6,54,7],[55,4,55,5],[55,6,55,7],[56,4,56,5],[56,6,56,7],[57,4,57,5],[57,6,57,7],[58,4,58,5],[58,6,58,7],[59,4,59,5],[59,6,59,7],[60,4,60,5],[60,6,60,7],[61,0,61,8],[62,0,62,4],[62,5,62,6],[62,7,62,9],[63,0,63,9],[64,0,64,4],[64,5,64,6],[64,7,64,9],[65,0,66,0],[65,1,66,1],[65,2,66,2],[65,3,66,3],[65,4,66,5],[65,6,66,7],[65,8,65,9],[67,4,67,5],[67,6,67,7],[68,4,68,5],[68,6,68,7],[69,4,69,5],[69,6,69,7],[70,4,70,5],[70,6,70,7],[71,4,71,5],[71,6,71,7],[72,4,72,5],[72,6,72,7],[73,0,73,8],[74,0,74,4],[74,5,74,6],[74,7,74,9],[75,0,75,9],[76,0,76,4],[76,5,76,6],[76,7,76,9],[77,0,78,0],[77,1,78,1],[77,2,78,2],[77,3,78,3],[77,4,78,5],[77,6,78,7],[77,8,77,9],[79,4,79,5],[79,6,79,7],[80,4,80,5],[80,6,80,7],[81,4,81,5],[81,6,81,7],[82,2,82,3],[82,4,82,5],[82,6,82,7],[83,2,83,3],[83,4,83,5],[83,6,83,7],[84,4,84,5],[84,6,84,7],[85,4,85,5],[85,6,85,7],[86,2,86,3],[86,4,86,5],[86,6,86,7],[87,2,87,3],[87,4,87,5],[87,6,87,7],[88,4,88,5],[88,6,88,7],[89,0,89,8],[90,0,90,4],[90,5,90,6],[90,7,90,9],[91,0,91,9],[92,0,92,4],[92,5,92,6],[92,7,92,9],[93,0,94,0],[93,1,94,1],[93,2,94,2],[93,3,94,3],[93,4,94,5],[93,6,94,7],[93,8,93,9],[95,4,95,5],[95,6,95,7],[96,4,96,5],[96,6,96,7],[97,4,97,5],[97,6,97,7],[98,4,98,5],[98,6,98,7],[99,4,99,5],[99,6,99,7],[100,4,100,5],[100,6,100,7],[101,4,101,5],[101,6,101,7],[102,0,102,8],[103,0,103,4],[103,5,103,6],[103,7,103,9],[104,0,104,9],[105,0,105,4],[105,5,105,6],[105,7,105,9],[106,0,107,0],[106,1,107,1],[106,2,107,2],[106,3,107,3],[106,4,107,5],[106,6,107,7],[106,8,106,9],[108,4,108,5],[108,6,108,7],[109,4,109,5],[109,6,109,7],[110,4,110,5],[110,6,110,7],[111,4,111,5],[111,6,111,7],[112,4,112,5],[112,6,112,7],[113,4,113,5],[113,6,113,7],[114,4,114,5],[114,6,114,7],[115,4,115,5],[115,6,115,7],[116,0,116,8],[117,0,117,4],[117,5,117,6],[117,7,117,9],[118,0,118,9],[119,0,119,4],[119,5,119,6],[119,7,119,9],[120,0,121,0],[120,1,121,1],[120,2,121,2],[120,3,121,3],[120,4,121,5],[120,6,121,7],[120,8,120,9],[122,2,122,3],[122,4,122,5],[122,6,122,7],[123,2,123,3],[123,4,123,5],[123,6,123,7],[124,4,124,5],[124,6,124,7],[125,4,125,5],[125,6,125,7],[126,4,126,5],[126,6,126,7],[127,4,127,5],[127,6,127,7],[128,4,128,5],[128,6,128,7],[129,4,129,5],[129,6,129,7],[130,4,130,5],[130,6,130,7],[131,0,131,8],[132,0,132,4],[132,5,132,6],[132,7,132,9],[133,0,133,9],[134,0,134,4],[134,5,134,6],[134,7,134,9],[135,0,136,0],[135,1,136,1],[135,2,136,2],[135,3,136,3],[135,4,136,5],[135,6,136,7],[135,8,135,9],[137,4,137,5],[137,6,137,7],[138,4,138,5],[138,6,138,7],[139,4,139,5],[139,6,139,7],[140,2,140,3],[140,4,140,5],[140,6,140,7],[141,2,141,3],[141,4,141,5],[141,6,141,7],[142,4,142,5],[142,6,142,7],[143,2,143,3],[143,4,143,5],[143,6,143,7],[144,4,144,5],[144,6,144,7],[145,4,145,5],[145,6,145,7],[146,4,146,5],[146,6,146,7],[147,4,147,5],[147,6,147,7],[148,4,148,5],[148,6,148,7],[149,4,149,5],[149,6,149,7],[150,4,150,5],[150,6,150,7],[151,4,151,5],[151,6,151,7],[152,4,152,5],[152,6,152,7],[153,4,153,5],[153,6,153,7],[154,4,154,5],[154,6,154,7],[155,0,155,8],[156,0,156,8],[157,0,157,4],[157,5,157,6],[157,7,157,9]]}
["分部分项工程量清单与计价表"]
["工程名称：石龙黄洲水厂分布式光伏发电项目-安装部分",{"$nulls":6},"(编制单位盖章)"]
["序号","项目编码","项目名称","项目特征描述","计量\n单位",null,"工程量",null,"金额（元）"]
[{"$nulls":8},"综合单价","合价"]
[null,null,"   电气系统"]
[null,null,"   光伏系统"]
[1,"031006005018","620Wp单晶硅光伏组件","1.名称:单晶硅光伏组件\n2.型号:620Wp,组件尺寸：2382*1134*30mm\n3.含铝合金6063-T5压块\n4.本体工程及附件安装\n5.综合考虑完成该工艺的所有施工内容，详见设计图纸及相关规范等\n6.屋面上组件","块",null,"1526"]
[2,"030405002039","光伏逆变器","1.名称:30kW逆变器\n2.规格、型号:最大输入电压：1100V 额定电网电压：400Vac\n3.本体工程及附件安装\n4.综合考虑完成该工艺的所有施工内容，详见设计图纸及相关规范等","台",null,"7"]
[3,"030405002040","光伏逆变器","1.名称:36kW逆变器\n2.规格、型号:最大输入电压：1100V 额定电网电压：400Vac\n3.本体工程及附件安装\n4.综合考虑完成该工艺的所有施工内容，详见设计图纸及相关规范等","台",null,"1"]
[4,"030405002041","光伏逆变器","1.名称:40kW逆变器\n2.规格、型号:最大输入电压：1100V 额定电网电压：400Vac\n3.本体工程及附件安装\n4.综合考虑完成该工艺的所有施工内容，详见设计图纸及相关规范等","台",null,"6"]
[5,"030405002042","光伏逆变器","1.名称:100kW逆变器\n2.规格、型号:最大输入电压：1100V 额定电网电压：400Vac\n3.本体工程及附件安装\n4.综合考虑完成该工艺的所有施工内容，详见设计图纸及相关规范等","台",null,"4"]
[6,"030404017040","汇流箱 3进1出","1.名称:汇流箱 3进1出\n2.本体工程及附件安装\n3.综合考虑完成该工艺的所有施工内容，详见设计图纸及相关规范等","台",null,"5"]
["本页小计"]
[{"$nulls":7},"第 1 页  共 11 页"]
["分部分项工程量清单与计价表"]
["工程名称：石龙黄洲水厂分布式光伏发电项目-安装部分",{"$nulls":6},"(编制单位盖章)"]
["序号","项目编码","项目名称","项目特征描述","计量\n单位",null,"工程量",null,"金额（元）"]
[{"$nulls":8},"综合单价","合价"]
[7,"030408001074","电力电缆","1.名称:光伏电缆\n2.规格、型号:PV1-F 1x4\n3.敷设方式:综合考虑\n4.综合考虑完成该工艺的所有施工内容，详见设计图纸及相关规范等","m",null,"6379.92"]
[8,"030408001075","电力电缆","1.名称:电力电缆 \n2.型号:ZRC-YJV\n3.规格:4*16\n4.材质:铜芯\n5.电压等级(kV):0.6/1kV\n6.综合考虑完成该工艺的所有施工内容，详见设计图纸及相关规范等","m",null,"244.05"]
[9,"030408001076","电力电缆","1.名称:电力电缆 \n2.型号:ZRC-YJV\n3.规格:3*35+1*16\n4.材质:铜芯\n5.电压等级(kV):0.6/1kV\n6.综合考虑完成该工艺的所有施工内容，详见设计图纸及相关规范等","m",null,"219.02"]
[10,"030408001077","电力电缆","1.名称:电力电缆 \n2.型号:ZRC-YJV\n3.规格:3*50+1*25\n4.材质:铜芯\n5.电压等级(kV):0.6/1kV\n6.综合考虑完成该工艺的所有施工内容，详见设计图纸及相关规范等","m",null,"191.96"]
[11,"030408001078","电力电缆","1.名称:电力电缆 \n2.型号:ZRC-YJV\n3.规格:3*70+1*35\n4.材质:铜芯\n5.电压等级(kV):0.6/1kV\n6.综合考虑完成该工艺的所有施工内容，详见设计图纸及相关规范等","m",null,"276.29"]
["本页小计"]
[{"$nulls":7},"第 2 页  共 11 页"]
["分部分项工程量清单与计价表"]
["工程名称：石龙黄洲水厂分布式光伏发电项目-安装部分",{"$nulls":6},"(编制单位盖章)"]
["序号","项目编码","项目名称","项目特征描述","计量\n单位",null,"工程量",null,"金额（元）"]
[{"$nulls":8},"综合单价","合价"]
[12,"030408001079","电力电缆","1.名称:电力电缆 \n2.型号:ZRC-YJV\n3.规格:3*150+1*75\n4.材质:铜芯\n5.电压等级(kV):0.6/1kV\n6.综合考虑完成该工艺的所有施工内容，详见设计图纸及相关规范等","m",null,"196.56"]
[13,"030408001080","电力电缆","1.名称:电力电缆 \n2.型号:ZRC-YJV\n3.规格:3*240+1*120\n4.材质:铜芯\n5.电压等级(kV):0.6/1kV\n6.综合考虑完成该工艺的所有施工内容，详见设计图纸及相关规范等","m",null,"50.52"]
[14,"030408006050","电力电缆头","1.名称:电缆终端头\n2.规格、型号:16mm2以下\n3.综合考虑完成该工艺的所有施工内容，详见设计图纸及相关规范等","个",null,"22"]
[15,"030408006051","电力电缆头","1.名称:电缆终端头\n2.规格、型号:35mm2以下\n3.综合考虑完成该工艺的所有施工内容，详见设计图纸及相关规范等","个",null,"2"]
[16,"030408006052","电力电缆头","1.名称:电缆终端头\n2.规格、型号:70mm2以下\n3.综合考虑完成该工艺的所有施工内容，详见设计图纸及相关规范等","个",null,"12"]
[17,"030408006053","电力电缆头","1.名称:电缆终端头\n2.规格、型号:185mm2以下\n3.综合考虑完成该工艺的所有施工内容，详见设计图纸及相关规范","个",null,"7"]
[18,"030408006054","电力电缆头","1.名称:电缆终端头\n2.规格、型号:240mm2以下\n3.综合考虑完成该工艺的所有施工内容，详见设计图纸及相关规范","个",null,"6"]
["本页小计"]
[{"$nulls":7},"第 3 页  共 11 页"]
["分部分项工程量清单与计价表"]
["工程名称：石龙黄洲水厂分布式光伏发电项目-安装部分",{"$nulls":6},"(编制单位盖章)"]
["序号","项目编码","项目名称","项目特征描述","计量\n单位",null,"工程量",null,"金额（元）"]
[{"$nulls":8},"综合单价","合价"]
[19,"030411003045","线槽（含辅件）","1.名称:线槽（含辅件）\n2.规格、型号:200×100*1.2\n3.含连接件等\n4.本体工程及附件安装\n5.综合考虑完成该工艺的所有施工内容，详见设计图纸及相关规范等","m",null,"106.29"]
[20,"030411003046","线槽（含辅件）","1.名称:线槽（含辅件）\n2.规格、型号:100×100*1.2\n3.含连接件等\n4.本体工程及附件安装\n5.综合考虑完成该工艺的所有施工内容，详见设计图纸及相关规范等","m",null,"62.11"]
[21,"030411003047","线槽（含辅件）","1.名称:线槽（含辅件）\n2.规格、型号:100×50*1.0\n3.含连接件等\n4.本体工程及附件安装\n5.综合考虑完成该工艺的所有施工内容，详见设计图纸及相关规范范等","m",null,"225.39"]
[22,"030411003048","线槽（含辅件）","1.名称:线槽（含辅件）\n2.规格、型号:50×50*1.0\n3.含连接件等\n4.本体工程及附件安装\n5.综合考虑完成该工艺的所有施工内容，详见设计图纸及相关规范范等","m",null,"184.71"]
[23,"030413001012","桥架支架","1.名称:桥架支架\n2.材质:铁构件\n3.规格:综合考虑\n4.综合考虑完成该工艺的所有施工内容，详见设计图纸及相关规范等","kg",null,"171.4"]
[24,"030404004021","并网计量柜","1.名称:并网计量柜\n2.规格、型号:BWG1 AA14，屏柜尺寸：800×1000×2200\n3.含内部组件组装等\n4.本体工程及附件安装和槽钢支架等\n5.综合考虑完成该工艺的所有施工内容，详见设计图纸及相关规范等","台",null,"1"]
["本页小计"]
[{"$nulls":7},"第 4 页  共 11 页"]
["分部分项工程量清单与计价表"]
["工程名称：石龙黄洲水厂分布式光伏发电项目-安装部分",{"$nulls":6},"(编制单位盖章)"]
["序号","项目编码","项目名称","项目特征描述","计量\n单位",null,"工程量",null,"金额（元）"]
[{"$nulls":8},"综合单价","合价"]
[25,"030414002012","送配电装置系统","1.名称:送配电装置系统\n2.综合考虑完成该工艺的所有施工内容，详见设计图纸及相关规范等","系统",null,"1"]
[26,"040205001010","电缆井","1.名称:电缆井\n2.规格尺寸:910*1225*1300\n3.水泥路面破除及恢复\n4.具体做法详图纸大样\n5.综合考虑完成该工艺的所有施工内容，详见设计图纸及相关规范等","座",null,"11"]
[27,"050307009023","标志牌","1.名称:标志牌\n2.类别:安健环详图、警示牌图、光伏发电站场应急处置卡\n3.规格、型号:1200*800\n4.综合考虑完成该工艺的所有施工内容，详见设计图纸及相关规范等","个",null,"10"]
[28,"050307009024","标志牌","1.名称:标志牌\n2.类别:0.4kV结线图\n3.综合考虑完成该工艺的所有施工内容，详见设计图纸及相关规范等","个",null,"1"]
[29,"040501004026","塑料管","1.名称:3孔埋管\n2.材质及规格:PVC110\n3.具体做法详图纸大样\n4.综合考虑完成该工艺的所有施工内容，详见设计图纸及相关规范等","m",null,"145.16"]
[30,"040501004027","塑料管","1.名称:4孔埋管\n2.材质及规格:PVC110\n3.具体做法详图纸大样\n4.综合考虑完成该工艺的所有施工内容，详见设计图纸及相关规范等","m",null,"43.26"]
[31,"040501004028","塑料管","1.名称:5孔埋管\n2.材质及规格:PVC110\n3.具体做法详图纸大样\n4.综合考虑完成该工艺的所有施工内容，详见设计图纸及相关规范等","m",null,"13.22"]
["本页小计"]
[{"$nulls":7},"第 5 页  共 11 页"]
["分部分项工程量清单与计价表"]
["工程名称：石龙黄洲水厂分布式光伏发电项目-安装部分",{"$nulls":6},"(编制单位盖章)"]
["序号","项目编码","项目名称","项目特征描述","计量\n单位",null,"工程量",null,"金额（元）"]
[{"$nulls":8},"综合单价","合价"]
[32,"041001001011","拆除路面","1.材质:拆除路面\n2.厚度:25cm\n3.旧路面机械破除\n4.具体做法详图纸大样\n5.综合考虑完成该工艺的所有施工内容，详见设计图纸及相关规范等","m2",null,"201.64"]
[33,"040101002031","挖沟槽土方","1.土壤类别:挖沟槽土方\n2.挖土深度:2m 内\n3.一二类土\n4.具体做法详图纸大样\n5.综合考虑完成该工艺的所有施工内容，详见设计图纸及相关规范等","m3",null,"132.33"]
[34,"040303001011","垫层","1.名称:垫层\n2.材质:石屑\n3.具体做法详图纸大样\n4.综合考虑完成该工艺的所有施工内容，详见设计图纸及相关规范等","m3",null,"16.33"]
[35,"040103001019","回填方","1.名称:回填方\n2.填方材料品种:回填用砂\n3.具体做法详图纸大样\n4.综合考虑完成该工艺的所有施工内容，详见设计图纸及相关规范等","m3",null,"41.36"]
[36,"040202003021","水泥稳定土","1.名称:回填方\n2.填方材料品种:集中拌合水泥石屑混合料 水泥含量 4%\n3.具体做法详图纸大样\n4.综合考虑完成该工艺的所有施工内容，详见设计图纸及相关规范等","m3",null,"25.15"]
[37,"040202003022","水泥稳定土","1.名称:回填方\n2.填方材料品种:集中拌合水泥石屑混合料 水泥含量 6%\n3.具体做法详图纸大样\n4.综合考虑完成该工艺的所有施工内容，详见设计图纸及相关规范等","m3",null,"34.85"]
["本页小计"]
[{"$nulls":7},"第 6 页  共 11 页"]
["分部分项工程量清单与计价表"]
["工程名称：石龙黄洲水厂分布式光伏发电项目-安装部分",{"$nulls":6},"(编制单位盖章)"]
["序号","项目编码","项目名称","项目特征描述","计量\n单位",null,"工程量",null,"金额（元）"]
[{"$nulls":8},"综合单价","合价"]
[38,"050402002011","现浇混凝土路面","1.名称:现浇混凝土路面\n2.厚度:25cm  C30\n3.具体做法详图纸大样\n4.综合考虑完成该工艺的所有施工内容，详见设计图纸及相关规范等","m2",null,"213.9"]
[39,"040101002032","余方外运","1.土壤类别:余方外运\n2.运距:按15km考虑\n3.一二类土\n4.具体做法详图纸大样\n5.综合考虑完成该工艺的所有施工内容，详见设计图纸及相关规范等","m3",null,"148.27"]
[40,"040101002033","余方外运","1.土壤类别:余方外运\n2.运距:按15km考虑\n3.路面块料\n4.具体做法详图纸大样\n5.综合考虑完成该工艺的所有施工内容，详见设计图纸及相关规范等","m3",null,"50.41"]
[null,null,"【光伏系统】分部小计"]
[null,null,"   防雷接地"]
[41,"030411004023","接地线","1.名称:接地跨接线\n2.规格、型号:镀锌扁钢40*4\n3.综合考虑完成该工艺的所有施工内容，详见设计图纸及相关规范等","处",null,"169"]
[42,"030411004024","接地线","1.名称:接地跨接线\n2.规格、型号:BVR-1×4\n3.综合考虑完成该工艺的所有施工内容，详见设计图纸及相关规范等","处",null,"1526"]
[null,null,"【防雷接地】分部小计"]
[null,null,"   弱电系统"]
[43,"030404017041","配电箱","1.名称:监控防水箱\n2.综合考虑完成该工艺的所有施工内容，详见设计图纸及相关规范等","台",null,"10"]
["本页小计"]
[{"$nulls":7},"第 7 页  共 11 页"]
["分部分项工程量清单与计价表"]
["工程名称：石龙黄洲水厂分布式光伏发电项目-安装部分",{"$nulls":6},"(编制单位盖章)"]
["序号","项目编码","项目名称","项目特征描述","计量\n单位",null,"工程量",null,"金额（元）"]
[{"$nulls":8},"综合单价","合价"]
[44,"030607006012","数据采集器","1.名称:数据采集器\n2.型号:符合设计需求及满足现场设备需求\n3.规格:225*160*44\n4.功能:设备安装及调试\n5.综合考虑完成该工艺的所有施工内容，详见设计图纸及相关规范等","套",null,"1"]
[45,"030502001012","机柜、机架","1.名称:网络机柜6U壁挂式\n2.规格:宽550*深400*高300\n3.安装方式:室内壁装\n4.综合考虑完成该工艺的所有施工内容，详见设计图纸及相关规范等","台",null,"1"]
[46,"030501012021","交换机","1.名称:交换机\n2.功能:16口，带POE\n3.综合考虑完成该工艺的所有施工内容，详见设计图纸及相关规范等","台",null,"1"]
[47,"030501012022","交换机","1.名称:交换机\n2.功能:8口，带POE\n3.综合考虑完成该工艺的所有施工内容，详见设计图纸及相关规范等","台",null,"10"]
[48,"040205020022","监控摄像机","1.类型:红外高清高速球机\n2.规格、型号:400w像素\n3.综合考虑完成该工艺的所有施工内容，详见设计图纸及相关规范等","台",null,"20"]
[49,"040205020023","摄像机支架","1.类型:摄像机支架（横梁上安装）\n2.规格、型号:按设备情况确定\n3.支架形式:壁挂式支架\n4.综合考虑完成该工艺的所有施工内容，详见设计图纸及相关规范等","台",null,"20"]
[50,"030506008012","视频系统调试","1.名称:安全防范分系统调试 电视监控系统 摄像机\n2.综合考虑完成该工艺的所有施工内容，详见设计图纸及相关规范等","系统",null,"20"]
["本页小计"]
[{"$nulls":7},"第 8 页  共 11 页"]
["分部分项工程量清单与计价表"]
["工程名称：石龙黄洲水厂分布式光伏发电项目-安装部分",{"$nulls":6},"(编制单位盖章)"]
["序号","项目编码","项目名称","项目特征描述","计量\n单位",null,"工程量",null,"金额（元）"]
[{"$nulls":8},"综合单价","合价"]
[51,"030409010012","浪涌保护器","1.名称:浪涌保护器\n2.综合考虑完成该工艺的所有施工内容，详见设计图纸及相关规范等","个",null,"11"]
[52,"030501010012","光纤收发器","1.名称:光纤收发器\n2.类别:千兆单模单纤\n3.综合考虑完成该工艺的所有施工内容，详见设计图纸及相关规范等","台",null,"11"]
[53,"030502009012","尾纤","1.名称:尾纤\n2.类别:单模单纤\n3.综合考虑完成该工艺的所有施工内容，详见设计图纸及相关规范等","条",null,"20"]
[54,"030502007012","光缆","1.名称:光缆\n2.规格:6芯\n3.综合考虑完成该工艺的所有施工内容，详见设计图纸及相关规范等","m",null,"4421.71"]
[55,"030502005012","双绞线缆","1.名称:双绞线缆\n2.规格:超六类网线\n3.线缆对数:CAT6E\n4.敷设方式:管槽内安装\n5.综合考虑完成该工艺的所有施工内容，详见设计图纸及相关规范等","m",null,"268.6"]
[56,"030411001020","配管","1.名称:PVC电线管\n2.规格、型号:Φ25\n3.敷设方式:综合考虑\n4.综合考虑完成该工艺的所有施工内容，详见设计图纸及相关规范等","m",null,"4726.78"]
[57,"030411004025","配线","1.名称:配线\n2.型号:ZR-RVSP\n3.规格:2*1.0\n4.材质:铜\n5.综合考虑完成该工艺的所有施工内容，详见设计图纸及相关规范等","m",null,"48.57"]
[58,"030411006019","接线盒","1.名称:接线盒安装 普通接线盒 明装\n2.综合考虑完成该工艺的所有施工内容，详见设计图纸及相关规范等","个",null,"20"]
["本页小计"]
[{"$nulls":7},"第 9 页  共 11 页"]
["分部分项工程量清单与计价表"]
["工程名称：石龙黄洲水厂分布式光伏发电项目-安装部分",{"$nulls":6},"(编制单位盖章)"]
["序号","项目编码","项目名称","项目特征描述","计量\n单位",null,"工程量",null,"金额（元）"]
[{"$nulls":8},"综合单价","合价"]
[null,null,"【弱电系统】分部小计"]
[null,null,"   清洗系统"]
[59,"030901011012","给水栓","1.安装方式:给水栓\n2.型号、规格:DN32\n3.综合考虑完成该工艺的所有施工内容，详见设计图纸及相关规范等","套",null,"20"]
[60,"030109012012","增压泵","1.名称:增压泵\n2.型号:电压：220V  进出口径：DN32    扬程：≥25m\n3.功能:设备安装及调试\n4.综合考虑完成该工艺的所有施工内容，详见设计图纸及相关规范等","台",null,"9"]
[61,"031001006023","塑料管","1.名称:PPR给水管\n2.规格、型号:DN32\n3.连接形式:热熔\n4.综合考虑完成该工艺的所有施工内容，详见设计图纸及相关规范等","m",null,"456.64"]
[62,"031003013012","水表","1.名称:水表组\n2.规格、型号:DN32\n3.连接形式:热熔\n4.其他:包含1个水表，1个截止阀\n5.综合考虑完成该工艺的所有施工内容，详见设计图纸及相关规范等","组",null,"9"]
[63,"031003001023","截止阀","1.类型:截止阀\n2.规格、压力等级:DN32\n3.综合考虑完成该工艺的所有施工内容，详见设计图纸及相关规范等","个",null,"9"]
[64,"031003001024","止回阀","1.类型:止回阀\n2.规格、压力等级:DN32\n3.综合考虑完成该工艺的所有施工内容，详见设计图纸及相关规范等","个",null,"9"]
[65,"030601002012","压力仪表","1.类型:压力表\n2.综合考虑完成该工艺的所有施工内容，详见设计图纸及相关规范等","台",null,"9"]
["本页小计"]
[{"$nulls":7},"第 10 页  共 11 页"]
["分部分项工程量清单与计价表"]
["工程名称：石龙黄洲水厂分布式光伏发电项目-安装部分",{"$nulls":6},"(编制单位盖章)"]
["序号","项目编码","项目名称","项目特征描述","计量\n单位",null,"工程量",null,"金额（元）"]
[{"$nulls":8},"综合单价","合价"]
[66,"031002001012","管道支架","1.材质:管道支架\n2.管架形式:综合考虑\n3.综合考虑完成该工艺的所有施工内容，详见设计图纸及相关规范等","kg",null,"44.28"]
[67,"030901013012","灭火器","1.名称:手提式灭火器\n2.类别:水基型MQ6\n3.规格、型号:含2具灭火器一个箱体\n4.综合考虑完成该工艺的所有施工内容，详见设计图纸及相关规范等","具",null,"18"]
[68,"031001006024","塑料管","1.安装部位:室外塑料排水管\n2.介质:雨水\n3.材质、规格:PVC-100\n4.连接形式:粘接\n5.综合考虑完成该工艺的所有施工内容，详见设计图纸及相关规范等","m",null,"58.8"]
[null,null,"【清洗系统】分部小计"]
[null,null,"   防护措施及物探"]
[69,"030310004011","物探费","1.名称:开挖管道探测费\n2.综合考虑完成该工艺的所有施工内容，详见设计图纸及相关规范等","m",null,"201.64"]
[null,null,"【防护措施及物探】分部小计"]
{"$rows_empty":11}
["本页小计"]
["合  计"]
[{"$nulls":7},"第 11 页  共 11 页"]

{"sheet":"工程量清单总价表【塘厦虾公岩水厂分布式光伏发电项目-装饰钢","index":49,"n_rows":38,"n_cols":5,"rows_kept":38,"merged":[[0,0,0,4],[1,0,1,2],[1,3,1,4],[2,0,2,2],[36,0,36,1],[37,0,37,4]]}
["工程量清单总价表"]
[{"$nulls":3},"编制单位盖章："]
["工程名称：塘厦虾公岩水厂分布式光伏发电项目-装饰钢结构部分",{"$nulls":3},"第 1 页  共 1 页"]
["序号","项目名称","取费基数","费率(%)","金额:(元)"]
["1","分部分项合计","FBFXHJ"]
["1.1","混凝土及钢筋混凝土工程"]
["1.2","A.6金属结构工程"]
["1.3","A.16拆除工程"]
["2","措施合计","_AQWMSGF+_QTCSF"]
["2.1","绿色施工安全防护措施费","AQWMSGF"]
["2.2","其他措施费","QTCSF"]
["3","其他项目","QTXMHJ"]
["3.1","暂列金额","ZLJE"]
["3.2","暂估价","ZGJHJ"]
["3.3","计日工","JRG"]
["3.4","总承包服务费","ZCBFWF"]
["3.5","预算包干费","YSBGF"]
["3.6","工程优质费","GCYZF"]
["3.7","概算幅度差","GSFDC"]
["3.8","索赔费用","SPFY"]
["3.9","现场签证费用","XCQZFY"]
["3.10","其他费用","QTFY"]
["4","税前工程造价","_FHJ+_CHJ+_QTXM"]
["5","增值税销项税额","_FHJ+_CHJ+_QTXM"]
["6","总造价","_FHJ+_CHJ+_QTXM+_SJ"]
["7","人工费","RGF+JSCS_RGF"]
{"$rows_empty":11}
["编制人：                                   证号：                                 编制日期："]

{"sheet":"工程量清单综合单价报价表-1【塘厦虾公岩水厂分布式光伏发电","index":50,"n_rows":72,"n_cols":8,"rows_kept":72,"merged":[[0,0,0,7],[1,0,1,4],[1,5,1,7],[2,0,2,4],[2,6,2,7],[3,0,4,0],[3,1,4,1],[3,2,4,2],[3,3,4,3],[3,4,4,4],[3,5,4,5],[3,6,3,7],[5,2,5,3],[8,2,8,3],[9,2,9,3],[13,0,13,6],[14,0,14,7],[15,0,15,7],[16,0,16,4],[16,5,16,7],[17,0,17,4],[17,6,17,7],[18,0,19,0],[18,1,19,1],[18,2,19,2],[18,3,19,3],[18,4,19,4],[18,5,19,5],[18,6,18,7],[26,0,26,6],[27,0,27,7],[28,0,28,7],[29,0,29,4],[29,5,29,7],[30,0,30,4],[30,6,30,7],[31,0,32,0],[31,1,32,1],[31,2,32,2],[31,3,32,3],[31,4,32,4],[31,5,32,5],[31,6,31,7],[39,0,39,6],[40,0,40,7],[41,0,41,7],[42,0,42,4],[42,5,42,7],[43,0,43,4],[43,6,43,7],[44,0,45,0],[44,1,45,1],[44,2,45,2],[44,3,45,3],[44,4,45,4],[44,5,45,5],[44,6,44,7],[48,2,48,3],[49,2,49,3],[51,2,51,3],[69,0,69,6],[70,0,70,6],[71,0,71,7]]}
["工程量清单综合单价报价表"]
[{"$nulls":5},"编制单位盖章："]
["工程名称：塘厦虾公岩水厂分布式光伏发电项目-装饰钢结构部分",{"$nulls":5},"第 1 页  共 4 页"]
["序号","项目编码","项目名称","项目特征描述","计量\n单位","工程数量","金额（元）"]
[{"$nulls":6},"综合单价","合价"]
[null,null," 混凝土及钢筋混凝土工程"]
[1,"010507007014","柱脚包封","1.混凝土种类:素混凝土\n2.混凝土强度等级:C25\n3.含模板制作安装\n4.其他:按技术规范及设计图纸完成清单项目所需的一切相关工作","m3","5.18"]
[2,"010902001017","柱脚包封防水","1.卷材品种、规格、厚度:3mm厚SBS防水卷材\n2.其他:按技术规范及设计图纸完成清单项目所需的一切相关工作","m2","98.00"]
[null,null,"【混凝土及钢筋混凝土工程】分部小计"]
[null,null,"A.6 金属结构工程"]
[3,"010603002022","空腹钢柱","1.柱类型:镀锌矩管钢柱\n2.钢材品种:Q355B\n3.钢材规格:矩管100x100x4.0\n4.单根柱质量:3t以内\n5.包含柱脚端板、加劲板、三角连接件等\n6.其他:按技术规范及设计图纸完成清单项目所需的一切相关工作","t","4.134"]
[4,"010603002023","空腹钢柱","1.柱类型:镀锌矩管钢柱\n2.钢材品种:Q355B\n3.钢材规格:矩管150x150x4.0\n4.单根柱质量:3t以内\n5.包含柱脚端板、加劲板、三角连接件等\n6.其他:按技术规范及设计图纸完成清单项目所需的一切相关工作","t","1.230"]
[5,"010606001060","斜撑","1.钢材品种、规格:Q235B\n2.构件类型:镀锌矩管支撑\n3.其他:按技术规范及设计图纸完成清单项目所需的一切相关工作","t","2.089"]
["本页小计"]
["编制人：                                   证号：                                 编制日期："]
["工程量清单综合单价报价表"]
[{"$nulls":5},"编制单位盖章："]
["工程名称：塘厦虾公岩水厂分布式光伏发电项目-装饰钢结构部分",{"$nulls":5},"第 2 页  共 4 页"]
["序号","项目编码","项目名称","项目特征描述","计量\n单位","工程数量","金额（元）"]
[{"$nulls":6},"综合单价","合价"]
[6,"010604001051","钢梁","1.梁类型:镀锌矩管钢梁\n2.钢材品种:Q355B\n3.钢材规格:矩管120x60x3.0\n4.单根质量:1.5t以内\n5.其他:按技术规范及设计图纸完成清单项目所需的一切相关工作","t","5.653"]
[7,"010604001052","钢梁","1.梁类型:镀锌矩管钢梁\n2.钢材品种:Q355B\n3.钢材规格:矩管140x60x4.0\n4.单根质量:1.5t以内\n5.其他:按技术规范及设计图纸完成清单项目所需的一切相关工作","t","0.388"]
[8,"010604001053","钢梁","1.梁类型:镀锌矩管钢梁\n2.钢材品种:Q355B\n3.钢材规格:矩管140x80x4.0\n4.单根质量:1.5t以内\n5.其他:按技术规范及设计图纸完成清单项目所需的一切相关工作","t","0.810"]
[9,"010604001054","钢梁","1.梁类型:镀锌矩管钢梁\n2.钢材品种:Q355B\n3.钢材规格:矩管160x80x4.0\n4.单根质量:1.5t以内\n5.其他:按技术规范及设计图纸完成清单项目所需的一切相关工作","t","0.883"]
[10,"010604001055","钢梁","1.梁类型:镀锌矩管钢梁\n2.钢材品种:Q355B\n3.钢材规格:矩管100x50x3.0\n4.单根质量:1.5t以内\n5.其他:按技术规范及设计图纸完成清单项目所需的一切相关工作","t","0.320"]
[11,"010606001061","系杆","1.钢材品种、规格:Q235B\n2.构件类型:圆管系杆\n3.其他:按技术规范及设计图纸完成清单项目所需的一切相关工作","t","4.206"]
["本页小计"]
["编制人：                                   证号：                                 编制日期："]
["工程量清单综合单价报价表"]
[{"$nulls":5},"编制单位盖章："]
["工程名称：塘厦虾公岩水厂分布式光伏发电项目-装饰钢结构部分",{"$nulls":5},"第 3 页  共 4 页"]
["序号","项目编码","项目名称","项目特征描述","计量\n单位","工程数量","金额（元）"]
[{"$nulls":6},"综合单价","合价"]
[12,"010606001062","钢支撑","1.钢材品种、规格:Q235B\n2.构件类型:圆钢支撑\n3.其他:按技术规范及设计图纸完成清单项目所需的一切相关工作","t","1.396"]
[13,"010606002036","钢檩条","1.钢材品种:Q355B\n2.钢材规格:矩管120x60x3.0\n3.构件类型:镀锌矩管檩条\n4.其他:按技术规范及设计图纸完成清单项目所需的一切相关工作","t","23.327"]
[14,"010606002037","钢檩条","1.钢材品种:Q355B\n2.钢材规格:矩管100x50x3.0\n3.构件类型:镀锌矩管檩条\n4.其他:按技术规范及设计图纸完成清单项目所需的一切相关工作","t","0.755"]
[15,"040602038037","M型水槽","1.名称:M型水槽\n2.材质:S350GD+ZM275\n3.具体详见图纸CS-GF-05大样\n4.其他:按技术规范及设计图纸完成清单项目所需的一切相关工作","m","2615.49"]
[16,"040602038038","横向水槽","1.名称:横向水槽\n2.材质:S350GD+ZM275\n3.具体详见图纸CS-GF-05大样\n4.其他:按技术规范及设计图纸完成清单项目所需的一切相关工作","m","1178.76"]
[17,"010606006013","维护通道","1.名称:维护通道\n2.盖板规格型号:S350GD+ZM275\n3.30*30*3方通(Q235)\n4.具体详见图纸CS-GF-05大样\n5.其他:按技术规范及设计图纸完成清单项目所需的一切相关工作","t","0.758"]
["本页小计"]
["编制人：                                   证号：                                 编制日期："]
["工程量清单综合单价报价表"]
[{"$nulls":5},"编制单位盖章："]
["工程名称：塘厦虾公岩水厂分布式光伏发电项目-装饰钢结构部分",{"$nulls":5},"第 4 页  共 4 页"]
["序号","项目编码","项目名称","项目特征描述","计量\n单位","工程数量","金额（元）"]
[{"$nulls":6},"综合单价","合价"]
[18,"040602038039","汇水槽","1.名称:汇水槽\n2.材质:S350GD+ZM275\n3.具体详见图纸CS-GF-05大样\n4.其他:按技术规范及设计图纸完成清单项目所需的一切相关工作","m","439.77"]
[19,"010516001017","螺栓","1.螺栓种类:M12化学锚栓\n2.其他:按技术规范及设计图纸完成清单项目所需的一切相关工作","套","836"]
[null,null,"【金属结构工程】分部小计"]
[null,null,"A.16 拆除工程"]
[20,"011607001013","原有屋面拆除","1.原有屋面拆除\n2.其他:按技术规范及设计图纸完成清单项目所需的一切相关工作","m2","19.32"]
[null,null,"【拆除工程】分部小计"]
{"$rows_empty":17}
["本页小计"]
["合  计"]
["编制人：                                   证号：                                 编制日期："]

{"sheet":"工程量清单报价汇总表【塘厦虾公岩水厂分布式光伏发电项目-安","index":51,"n_rows":22,"n_cols":7,"rows_kept":22,"merged":[[0,0,0,6],[1,0,1,2],[1,4,1,6],[2,2,2,4],[3,2,3,4],[4,2,4,4],[5,2,5,4],[6,2,6,4],[7,2,7,4],[8,2,8,4],[9,2,9,4],[10,2,10,4],[11,2,11,4],[12,2,12,4],[13,2,13,4],[14,2,14,4],[15,2,15,4],[16,2,16,4],[17,2,17,4],[18,2,18,4],[19,2,19,4],[20,2,20,4],[21,2,21,4],[22,2,22,4],[23,2,23,4],[24,2,24,4],[25,2,25,4],[26,2,26,4],[27,2,27,4],[28,2,28,4],[29,2,29,4],[30,2,30,4],[31,2,31,4],[32,2,32,4],[33,2,33,4],[34,2,34,4],[35,2,35,4],[36,2,36,4]]}
["工程量清单报价汇总表"]
["工程名称：塘厦虾公岩水厂分布式光伏发电项目-安装部分",{"$nulls":3},"第 1 页  共 1 页"]
["序号","费用名称","基数说明",null,null,"费率(%)","金额"]
["1","分部分项合计","分部分项合计"]
["2","措施合计","绿色施工安全防护措施费+其他措施费"]
["2.1","绿色施工安全防护措施费","安全及文明施工措施费"]
["2.2","其他措施费","其他措施费"]
["3","其他项目","其他项目合计"]
["3.1","暂列金额","暂列金额"]
["3.2","暂估价","暂估价合计"]
["3.3","计日工","计日工"]
["3.4","总承包服务费","总承包服务费"]
["3.5","预算包干费","预算包干费"]
["3.6","工程优质费","工程优质费"]
["3.7","概算幅度差","概算幅度差"]
["3.8","索赔费用","索赔费用"]
["3.9","现场签证费用","现场签证费用"]
["3.10","其他费用","其他费用"]
["4","税前工程造价","分部分项合计+措施合计+其他项目"]
["5","增值税销项税额","分部分项合计+措施合计+其他项目"]
["6","总造价","分部分项合计+措施合计+其他项目+增值税销项税额"]
["7","人工费","分部分项人工费+技术措施项目人工费+机上人工费"]

{"sheet":"分部分项工程量清单与计价表【塘厦虾公岩水厂分布式光伏发电项","index":52,"n_rows":175,"n_cols":10,"rows_kept":175,"merged":[[0,0,0,9],[1,0,1,4],[1,5,1,6],[1,7,1,9],[2,0,3,0],[2,1,3,1],[2,2,3,2],[2,3,3,3],[2,4,3,5],[2,6,3,7],[2,8,2,9],[4,2,4,3],[4,4,4,5],[4,6,4,7],[5,2,5,3],[5,4,5,5],[5,6,5,7],[6,4,6,5],[6,6,6,7],[7,4,7,5],[7,6,7,7],[8,4,8,5],[8,6,8,7],[9,4,9,5],[9,6,9,7],[10,4,10,5],[10,6,10,7],[11,0,11,8],[12,0,12,4],[12,5,12,6],[12,7,12,9],[13,0,13,9],[14,0,14,4],[14,5,14,6],[14,7,14,9],[15,0,16,0],[15,1,16,1],[15,2,16,2],[15,3,16,3],[15,4,16,5],[15,6,16,7],[15,8,15,9],[17,4,17,5],[17,6,17,7],[18,4,18,5],[18,6,18,7],[19,4,19,5],[19,6,19,7],[20,4,20,5],[20,6,20,7],[21,4,21,5],[21,6,21,7],[22,4,22,5],[22,6,22,7],[23,0,23,8],[24,0,24,4],[24,5,24,6],[24,7,24,9],[25,0,25,9],[26,0,26,4],[26,5,26,6],[26,7,26,9],[27,0,28,0],[27,1,28,1],[27,2,28,2],[27,3,28,3],[27,4,28,5],[27,6,28,7],[27,8,27,9],[29,4,29,5],[29,6,29,7],[30,4,30,5],[30,6,30,7],[31,4,31,5],[31,6,31,7],[32,4,32,5],[32,6,32,7],[33,4,33,5],[33,6,33,7],[34,4,34,5],[34,6,34,7],[35,4,35,5],[35,6,35,7],[36,0,36,8],[37,0,37,4],[37,5,37,6],[37,7,37,9],[38,0,38,9],[39,0,39,4],[39,5,39,6],[39,7,39,9],[40,0,41,0],[40,1,41,1],[40,2,41,2],[40,3,41,3],[40,4,41,5],[40,6,41,7],[40,8,40,9],[42,4,42,5],[42,6,42,7],[43,4,43,5],[43,6,43,7],[44,4,44,5],[44,6,44,7],[45,4,45,5],[45,6,45,7],[46,4,46,5],[46,6,46,7],[47,4,47,5],[47,6,47,7],[48,0,48,8],[49,0,49,4],[49,5,49,6],[49,7,49,9],[50,0,50,9],[51,0,51,4],[51,5,51,6],[51,7,51,9],[52,0,53,0],[52,1,53,1],[52,2,53,2],[52,3,53,3],[52,4,53,5],[52,6,53,7],[52,8,52,9],[54,4,54,5],[54,6,54,7],[55,4,55,5],[55,6,55,7],[56,4,56,5],[56,6,56,7],[57,4,57,5],[57,6,57,7],[58,4,58,5],[58,6,58,7],[59,4,59,5],[59,6,59,7],[60,4,60,5],[60,6,60,7],[61,0,61,8],[62,0,62,4],[62,5,62,6],[62,7,62,9],[63,0,63,9],[64,0,64,4],[64,5,64,6],[64,7,64,9],[65,0,66,0],[65,1,66,1],[65,2,66,2],[65,3,66,3],[65,4,66,5],[65,6,66,7],[65,8,65,9],[67,4,67,5],[67,6,67,7],[68,4,68,5],[68,6,68,7],[69,4,69,5],[69,6,69,7],[70,4,70,5],[70,6,70,7],[71,4,71,5],[71,6,71,7],[72,4,72,5],[72,6,72,7],[73,0,73,8],[74,0,74,4],[74,5,74,6],[74,7,74,9],[75,0,75,9],[76,0,76,4],[76,5,76,6],[76,7,76,9],[77,0,78,0],[77,1,78,1],[77,2,78,2],[77,3,78,3],[77,4,78,5],[77,6,78,7],[77,8,77,9],[79,4,79,5],[79,6,79,7],[80,2,80,3],[80,4,80,5],[80,6,80,7],[81,2,81,3],[81,4,81,5],[81,6,81,7],[82,4,82,5],[82,6,82,7],[83,4,83,5],[83,6,83,7],[84,4,84,5],[84,6,84,7],[85,4,85,5],[85,6,85,7],[86,4,86,5],[86,6,86,7],[87,2,87,3],[87,4,87,5],[87,6,87,7],[88,2,88,3],[88,4,88,5],[88,6,88,7],[89,0,89,8],[90,0,90,4],[90,5,90,6],[90,7,90,9],[91,0,91,9],[92,0,92,4],[92,5,92,6],[92,7,92,9],[93,0,94,0],[93,1,94,1],[93,2,94,2],[93,3,94,3],[93,4,94,5],[93,6,94,7],[93,8,93,9],[95,4,95,5],[95,6,95,7],[96,4,96,5],[96,6,96,7],[97,4,97,5],[97,6,97,7],[98,4,98,5],[98,6,98,7],[99,4,99,5],[99,6,99,7],[100,2,100,3],[100,4,100,5],[100,6,100,7],[101,2,101,3],[101,4,101,5],[101,6,101,7],[102,4,102,5],[102,6,102,7],[103,4,103,5],[103,6,103,7],[104,0,104,8],[105,0,105,4],[105,5,105,6],[105,7,105,9],[106,0,106,9],[107,0,107,4],[107,5,107,6],[107,7,107,9],[108,0,109,0],[108,1,109,1],[108,2,109,2],[108,3,109,3],[108,4,109,5],[108,6,109,7],[108,8,108,9],[110,4,110,5],[110,6,110,7],[111,4,111,5],[111,6,111,7],[112,4,112,5],[112,6,112,7],[113,4,113,5],[113,6,113,7],[114,4,114,5],[114,6,114,7],[115,4,115,5],[115,6,115,7],[116,4,116,5],[116,6,116,7],[117,4,117,5],[117,6,117,7],[118,0,118,8],[119,0,119,4],[119,5,119,6],[119,7,119,9],[120,0,120,9],[121,0,121,4],[121,5,121,6],[121,7,121,9],[122,0,123,0],[122,1,123,1],[122,2,123,2],[122,3,123,3],[122,4,123,5],[122,6,123,7],[122,8,122,9],[124,4,124,5],[124,6,124,7],[125,4,125,5],[125,6,125,7],[126,4,126,5],[126,6,126,7],[127,4,127,5],[127,6,127,7],[128,4,128,5],[128,6,128,7],[129,4,129,5],[129,6,129,7],[130,2,130,3],[130,4,130,5],[130,6,130,7],[131,2,131,3],[131,4,131,5],[131,6,131,7],[132,4,132,5],[132,6,132,7],[133,0,133,8],[134,0,134,4],[134,5,134,6],[134,7,134,9],[135,0,135,9],[136,0,136,4],[136,5,136,6],[136,7,136,9],[137,0,138,0],[137,1,138,1],[137,2,138,2],[137,3,138,3],[137,4,138,5],[137,6,138,7],[137,8,137,9],[139,4,139,5],[139,6,139,7],[140,4,140,5],[140,6,140,7],[141,4,141,5],[141,6,141,7],[142,4,142,5],[142,6,142,7],[143,4,143,5],[143,6,143,7],[144,4,144,5],[144,6,144,7],[145,4,145,5],[145,6,145,7],[146,0,146,8],[147,0,147,4],[147,5,147,6],[147,7,147,9],[148,0,148,9],[149,0,149,4],[149,5,149,6],[149,7,149,9],[150,0,151,0],[150,1,151,1],[150,2,151,2],[150,3,151,3],[150,4,151,5],[150,6,151,7],[150,8,150,9],[152,4,152,5],[152,6,152,7],[153,4,153,5],[153,6,153,7],[154,2,154,3],[154,4,154,5],[154,6,154,7],[155,2,155,3],[155,4,155,5],[155,6,155,7],[156,4,156,5],[156,6,156,7],[157,2,157,3],[157,4,157,5],[157,6,157,7],[158,4,158,5],[158,6,158,7],[159,4,159,5],[159,6,159,7],[160,4,160,5],[160,6,160,7],[161,4,161,5],[161,6,161,7],[162,4,162,5],[162,6,162,7],[163,4,163,5],[163,6,163,7],[164,4,164,5],[164,6,164,7],[165,4,165,5],[165,6,165,7],[166,4,166,5],[166,6,166,7],[167,4,167,5],[167,6,167,7],[168,4,168,5],[168,6,168,7],[169,4,169,5],[169,6,169,7],[170,4,170,5],[170,6,170,7],[171,4,171,5],[171,6,171,7],[172,0,172,8],[173,0,173,8],[174,0,174,4],[174,5,174,6],[174,7,174,9]]}
["分部分项工程量清单与计价表"]
["工程名称：塘厦虾公岩水厂分布式光伏发电项目-安装部分",{"$nulls":6},"(编制单位盖章)"]
["序号","项目编码","项目名称","项目特征描述","计量\n单位",null,"工程量",null,"金额（元）"]
[{"$nulls":8},"综合单价","合价"]
[null,null,"   电气系统"]
[null,null,"   光伏系统"]
[1,"031006005019","620Wp单晶硅光伏组件","1.名称:单晶硅光伏组件\n2.型号:620Wp,组件尺寸：2382*1134*30mm\n3.含铝合金6063-T5压块\n4.本体工程及附件安装\n5.综合考虑完成该工艺的所有施工内容，详见设计图纸及相关规范等\n6.池面上组件","块",null,"140"]
[2,"031006005020","620Wp单晶硅光伏组件","1.名称:单晶硅光伏组件\n2.型号:620Wp,组件尺寸：2382*1134*30mm\n3.含铝合金6063-T5压块\n4.本体工程及附件安装\n5.综合考虑完成该工艺的所有施工内容，详见设计图纸及相关规范等\n6.屋面上组件","块",null,"795"]
[3,"030405002043","光伏逆变器","1.名称:30kW逆变器\n2.规格、型号:最大输入电压：1100V 额定电网电压：400Vac\n3.本体工程及附件安装\n4.综合考虑完成该工艺的所有施工内容，详见设计图纸及相关规范等","台",null,"5"]
[4,"030405002044","光伏逆变器","1.名称:36kW逆变器\n2.规格、型号:最大输入电压：1100V 额定电网电压：400Vac\n3.本体工程及附件安装\n4.综合考虑完成该工艺的所有施工内容，详见设计图纸及相关规范等","台",null,"5"]
[5,"030405002045","光伏逆变器","1.名称:40kW逆变器\n2.规格、型号:最大输入电压：1100V 额定电网电压：400Vac\n3.本体工程及附件安装\n4.综合考虑完成该工艺的所有施工内容，详见设计图纸及相关规范等","台",null,"3"]
["本页小计"]
[{"$nulls":7},"第 1 页  共 12 页"]
["分部分项工程量清单与计价表"]
["工程名称：塘厦虾公岩水厂分布式光伏发电项目-安装部分",{"$nulls":6},"(编制单位盖章)"]
["序号","项目编码","项目名称","项目特征描述","计量\n单位",null,"工程量",null,"金额（元）"]
[{"$nulls":8},"综合单价","合价"]
[6,"030405002046","光伏逆变器","1.名称:100kW逆变器\n2.规格、型号:最大输入电压：1100V 额定电网电压：400Vac\n3.本体工程及附件安装\n4.综合考虑完成该工艺的所有施工内容，详见设计图纸及相关规范等","台",null,"1"]
[7,"030404017042","汇流箱 2进1出","1.名称:汇流箱 2进1出\n2.本体工程及附件安装\n3.综合考虑完成该工艺的所有施工内容，详见设计图纸及相关规范等","台",null,"5"]
[8,"030404017043","汇流箱 3进1出","1.名称:汇流箱 3进1出\n2.本体工程及附件安装\n3.综合考虑完成该工艺的所有施工内容，详见设计图纸及相关规范等","台",null,"1"]
[9,"030408001081","电力电缆","1.名称:光伏电缆\n2.规格、型号:PV1-F 1x4\n3.敷设方式:综合考虑\n4.综合考虑完成该工艺的所有施工内容，详见设计图纸及相关规范等","m",null,"3940.94"]
[10,"030408001082","电力电缆","1.名称:电力电缆 \n2.型号:ZRC-YJV\n3.规格:4*16\n4.材质:铜芯\n5.电压等级(kV):0.6/1kV\n6.综合考虑完成该工艺的所有施工内容，详见设计图纸及相关规范等","m",null,"161.48"]
[11,"030408001083","电力电缆","1.名称:电力电缆 \n2.型号:ZRC-YJV\n3.规格:3*25+1*16\n4.材质:铜芯\n5.电压等级(kV):0.6/1kV\n6.综合考虑完成该工艺的所有施工内容，详见设计图纸及相关规范等","m",null,"55.14"]
["本页小计"]
[{"$nulls":7},"第 2 页  共 12 页"]
["分部分项工程量清单与计价表"]
["工程名称：塘厦虾公岩水厂分布式光伏发电项目-安装部分",{"$nulls":6},"(编制单位盖章)"]
["序号","项目编码","项目名称","项目特征描述","计量\n单位",null,"工程量",null,"金额（元）"]
[{"$nulls":8},"综合单价","合价"]
[12,"030408001084","电力电缆","1.名称:电力电缆 \n2.型号:ZRC-YJV\n3.规格:3*70+1*35\n4.材质:铜芯\n5.电压等级(kV):0.6/1kV\n6.综合考虑完成该工艺的所有施工内容，详见设计图纸及相关规范等","m",null,"370.98"]
[13,"030408001085","电力电缆","1.名称:电力电缆 \n2.型号:ZRC-YJV\n3.规格:3*150+1*75\n4.材质:铜芯\n5.电压等级(kV):0.6/1kV\n6.综合考虑完成该工艺的所有施工内容，详见设计图纸及相关规范等","m",null,"119.77"]
[14,"030408006055","电力电缆头","1.名称:电缆终端头\n2.规格、型号:16mm2以下\n3.综合考虑完成该工艺的所有施工内容，详见设计图纸及相关规范等","个",null,"24"]
[15,"030408006056","电力电缆头","1.名称:电缆终端头\n2.规格、型号:35mm2以下\n3.综合考虑完成该工艺的所有施工内容，详见设计图纸及相关规范等","个",null,"2"]
[16,"030408006057","电力电缆头","1.名称:电缆终端头\n2.规格、型号:70mm2以下\n3.综合考虑完成该工艺的所有施工内容，详见设计图纸及相关规范等","个",null,"8"]
[17,"030408006058","电力电缆头","1.名称:电缆终端头\n2.规格、型号:185mm2以下\n3.综合考虑完成该工艺的所有施工内容，详见设计图纸及相关规范","个",null,"10"]
[18,"030411003049","线槽（含辅件）","1.名称:线槽（含辅件）\n2.规格、型号:200×100*0.8\n3.含连接件等\n4.本体工程及附件安装\n5.综合考虑完成该工艺的所有施工内容，详见设计图纸及相关规范等","m",null,"94.3"]
["本页小计"]
[{"$nulls":7},"第 3 页  共 12 页"]
["分部分项工程量清单与计价表"]
["工程名称：塘厦虾公岩水厂分布式光伏发电项目-安装部分",{"$nulls":6},"(编制单位盖章)"]
["序号","项目编码","项目名称","项目特征描述","计量\n单位",null,"工程量",null,"金额（元）"]
[{"$nulls":8},"综合单价","合价"]
[19,"030411003050","线槽（含辅件）","1.名称:线槽（含辅件）\n2.规格、型号:100×50*0.8\n3.含连接件等\n4.本体工程及附件安装\n5.综合考虑完成该工艺的所有施工内容，详见设计图纸及相关规范范等","m",null,"230.42"]
[20,"030411003051","线槽（含辅件）","1.名称:线槽（含辅件）\n2.规格、型号:50×50*0.8\n3.含连接件等\n4.本体工程及附件安装\n5.综合考虑完成该工艺的所有施工内容，详见设计图纸及相关规范范等","m",null,"67.57"]
[21,"030413001013","桥架支架","1.名称:桥架支架\n2.材质:铁构件\n3.规格:综合考虑\n4.综合考虑完成该工艺的所有施工内容，详见设计图纸及相关规范等","kg",null,"146.35"]
[22,"030404004022","并网计量柜","1.名称:并网计量柜\n2.规格、型号:BWG1AA212屏柜尺寸：800×800×2200\n3.含内部组件组装等\n4.本体工程及附件安装和槽钢支架等\n5.综合考虑完成该工艺的所有施工内容，详见设计图纸及相关规范等","台",null,"1"]
[23,"030404004023","并网计量柜","1.名称:并网计量柜\n2.规格、型号:BWG2AA109，屏柜尺寸：800×800×2200\n3.含内部组件组装等\n4.本体工程及附件安装和槽钢支架等\n5.综合考虑完成该工艺的所有施工内容，详见设计图纸及相关规范等","台",null,"1"]
[24,"030414002013","送配电装置系统","1.名称:送配电装置系统\n2.综合考虑完成该工艺的所有施工内容，详见设计图纸及相关规范等","系统",null,"2"]
["本页小计"]
[{"$nulls":7},"第 4 页  共 12 页"]
["分部分项工程量清单与计价表"]
["工程名称：塘厦虾公岩水厂分布式光伏发电项目-安装部分",{"$nulls":6},"(编制单位盖章)"]
["序号","项目编码","项目名称","项目特征描述","计量\n单位",null,"工程量",null,"金额（元）"]
[{"$nulls":8},"综合单价","合价"]
[25,"040205001011","电缆井","1.名称:电缆井\n2.规格尺寸:910*1225*1300\n3.水泥路面破除及恢复\n4.具体做法详图纸大样\n5.综合考虑完成该工艺的所有施工内容，详见设计图纸及相关规范等","座",null,"11"]
[26,"050307009025","标志牌","1.名称:标志牌\n2.类别:安健环详图、警示牌图、光伏发电站场应急处置卡\n3.规格、型号:1200*800\n4.综合考虑完成该工艺的所有施工内容，详见设计图纸及相关规范等","个",null,"7"]
[27,"050307009026","标志牌","1.名称:标志牌\n2.类别:0.4kV结线图\n3.综合考虑完成该工艺的所有施工内容，详见设计图纸及相关规范等","个",null,"2"]
[28,"040501004029","塑料管","1.名称:3孔埋管\n2.材质及规格:PVC110\n3.具体做法详图纸大样\n4.综合考虑完成该工艺的所有施工内容，详见设计图纸及相关规范等","m",null,"100.7"]
[29,"040501004030","塑料管","1.名称:4孔埋管\n2.材质及规格:PVC110\n3.具体做法详图纸大样\n4.综合考虑完成该工艺的所有施工内容，详见设计图纸及相关规范等","m",null,"113"]
[30,"041001001012","拆除路面","1.材质:拆除路面\n2.厚度:25cm\n3.旧路面机械破除\n4.具体做法详图纸大样\n5.综合考虑完成该工艺的所有施工内容，详见设计图纸及相关规范等","m2",null,"213.7"]
[31,"040101002034","挖沟槽土方","1.土壤类别:挖沟槽土方\n2.挖土深度:2m 内\n3.一二类土\n4.具体做法详图纸大样\n5.综合考虑完成该工艺的所有施工内容，详见设计图纸及相关规范等","m3",null,"120.21"]
["本页小计"]
[{"$nulls":7},"第 5 页  共 12 页"]
["分部分项工程量清单与计价表"]
["工程名称：塘厦虾公岩水厂分布式光伏发电项目-安装部分",{"$nulls":6},"(编制单位盖章)"]
["序号","项目编码","项目名称","项目特征描述","计量\n单位",null,"工程量",null,"金额（元）"]
[{"$nulls":8},"综合单价","合价"]
[32,"040303001012","垫层","1.名称:垫层\n2.材质:石屑\n3.具体做法详图纸大样\n4.综合考虑完成该工艺的所有施工内容，详见设计图纸及相关规范等","m3",null,"17.31"]
[33,"040103001020","回填方","1.名称:回填方\n2.填方材料品种:回填用砂\n3.具体做法详图纸大样\n4.综合考虑完成该工艺的所有施工内容，详见设计图纸及相关规范等","m3",null,"43.68"]
[34,"040202003023","水泥稳定土","1.名称:回填方\n2.填方材料品种:集中拌合水泥石屑混合料 水泥含量 4%\n3.具体做法详图纸大样\n4.综合考虑完成该工艺的所有施工内容，详见设计图纸及相关规范等","m3",null,"26.77"]
[35,"040202003024","水泥稳定土","1.名称:回填方\n2.填方材料品种:集中拌合水泥石屑混合料 水泥含量 6%\n3.具体做法详图纸大样\n4.综合考虑完成该工艺的所有施工内容，详见设计图纸及相关规范等","m3",null,"37.09"]
[36,"050402002012","现浇混凝土路面","1.名称:现浇混凝土路面\n2.厚度:25cm  C30\n3.具体做法详图纸大样\n4.综合考虑完成该工艺的所有施工内容，详见设计图纸及相关规范等","m2",null,"225.97"]
[37,"040101002035","余方外运","1.土壤类别:余方外运\n2.运距:按15km考虑\n3.一二类土\n4.具体做法详图纸大样\n5.综合考虑完成该工艺的所有施工内容，详见设计图纸及相关规范等","m3",null,"136.15"]
["本页小计"]
[{"$nulls":7},"第 6 页  共 12 页"]
["分部分项工程量清单与计价表"]
["工程名称：塘厦虾公岩水厂分布式光伏发电项目-安装部分",{"$nulls":6},"(编制单位盖章)"]
["序号","项目编码","项目名称","项目特征描述","计量\n单位",null,"工程量",null,"金额（元）"]
[{"$nulls":8},"综合单价","合价"]
[38,"040101002036","余方外运","1.土壤类别:余方外运\n2.运距:按15km考虑\n3.路面块料\n4.具体做法详图纸大样\n5.综合考虑完成该工艺的所有施工内容，详见设计图纸及相关规范等","m3",null,"49.19"]
[null,null,"【光伏系统】分部小计"]
[null,null,"   照明系统"]
[39,"030412001009","普通灯具","1.名称:普通灯具\n2.规格:28W\n3.综合考虑完成该工艺的所有施工内容，详见设计图纸及相关规范等","套",null,"12"]
[40,"030408001086","电力电缆","1.名称:电力电缆 \n2.型号:ZRA-YJV\n3.规格:3*2.5\n4.材质:铜芯\n5.电压等级(kV):0.6/1kV\n6.综合考虑完成该工艺的所有施工内容，详见设计图纸及相关规范等","m",null,"81.62"]
[41,"030404017044","配电箱","1.型号:照明配电箱\n2.规格:非标\n3.综合考虑完成该工艺的所有施工内容，详见设计图纸及相关规范等","台",null,"1"]
[42,"030411006020","接线盒","1.名称:接线盒\n2.材质:塑料\n3.规格:86型\n4.安装形式:明装\n5.综合考虑完成该工艺的所有施工内容，详见设计图纸及相关规范等","个",null,"12"]
[43,"030411001021","配管","1.名称:JDG电线管\n2.规格、型号:Φ25\n3.敷设方式:综合考虑\n4.综合考虑完成该工艺的所有施工内容，详见设计图纸及相关规范等","m",null,"77.09"]
[null,null,"【照明系统】分部小计"]
[null,null,"   防雷接地"]
["本页小计"]
[{"$nulls":7},"第 7 页  共 12 页"]
["分部分项工程量清单与计价表"]
["工程名称：塘厦虾公岩水厂分布式光伏发电项目-安装部分",{"$nulls":6},"(编制单位盖章)"]
["序号","项目编码","项目名称","项目特征描述","计量\n单位",null,"工程量",null,"金额（元）"]
[{"$nulls":8},"综合单价","合价"]
[44,"030409002011","接地母线","1.名称:接地扁钢\n2.规格、型号:热镀锌扁钢 -40×4\n3.综合考虑完成该工艺的所有施工内容，详见设计图纸及相关规范等","m",null,"846.8"]
[45,"030409003021","避雷引下线","1.名称:避雷引下线\n2.材质:镀锌扁钢\n3.规格:40*4\n4.断接卡子:含断接卡子\n5.综合考虑完成该工艺的所有施工内容，详见设计图纸及相关规范等","m",null,"62.55"]
[46,"030409003022","断接卡子","1.名称:断接卡子制作、安装\n2.材质:镀锌扁钢\n3.规格:40*4\n4.综合考虑完成该工艺的所有施工内容，详见设计图纸及相关规范等","套",null,"35"]
[47,"030411004026","接地线","1.名称:接地跨接线\n2.规格、型号:BVR-1×4\n3.综合考虑完成该工艺的所有施工内容，详见设计图纸及相关规范等","处",null,"935"]
[48,"040807003010","接地装置调试","1.名称:接地装置调试 接地网\n2.综合考虑完成该工艺的所有施工内容，详见设计图纸及相关规范等","系统",null,"7"]
[null,null,"【防雷接地】分部小计"]
[null,null,"   弱电系统"]
[49,"030404017045","配电箱","1.名称:监控防水箱\n2.综合考虑完成该工艺的所有施工内容，详见设计图纸及相关规范等","台",null,"7"]
[50,"030607006013","数据采集器","1.名称:数据采集器\n2.型号:符合设计需求及满足现场设备需求\n3.规格:225*160*44\n4.功能:设备安装及调试\n5.综合考虑完成该工艺的所有施工内容，详见设计图纸及相关规范等","套",null,"1"]
["本页小计"]
[{"$nulls":7},"第 8 页  共 12 页"]
["分部分项工程量清单与计价表"]
["工程名称：塘厦虾公岩水厂分布式光伏发电项目-安装部分",{"$nulls":6},"(编制单位盖章)"]
["序号","项目编码","项目名称","项目特征描述","计量\n单位",null,"工程量",null,"金额（元）"]
[{"$nulls":8},"综合单价","合价"]
[51,"030502001013","机柜、机架","1.名称:网络机柜6U壁挂式\n2.规格:宽550*深400*高300\n3.安装方式:室内壁装\n4.综合考虑完成该工艺的所有施工内容，详见设计图纸及相关规范等","台",null,"1"]
[52,"030501012023","交换机","1.名称:交换机\n2.功能:16口，带POE\n3.综合考虑完成该工艺的所有施工内容，详见设计图纸及相关规范等","台",null,"1"]
[53,"030501012024","交换机","1.名称:交换机\n2.功能:8口，带POE\n3.综合考虑完成该工艺的所有施工内容，详见设计图纸及相关规范等","台",null,"7"]
[54,"040205020024","监控摄像机","1.类型:红外高清高速球机\n2.规格、型号:400w像素\n3.综合考虑完成该工艺的所有施工内容，详见设计图纸及相关规范等","台",null,"14"]
[55,"040205020025","摄像机支架","1.类型:摄像机支架（横梁上安装）\n2.规格、型号:按设备情况确定\n3.支架形式:壁挂式支架\n4.综合考虑完成该工艺的所有施工内容，详见设计图纸及相关规范等","台",null,"14"]
[56,"030506008013","视频系统调试","1.名称:安全防范分系统调试 电视监控系统 摄像机\n2.综合考虑完成该工艺的所有施工内容，详见设计图纸及相关规范等","系统",null,"14"]
[57,"030409010013","浪涌保护器","1.名称:浪涌保护器\n2.综合考虑完成该工艺的所有施工内容，详见设计图纸及相关规范等","个",null,"8"]
[58,"030501010013","光纤收发器","1.名称:光纤收发器\n2.类别:千兆单模单纤\n3.综合考虑完成该工艺的所有施工内容，详见设计图纸及相关规范等","台",null,"8"]
["本页小计"]
[{"$nulls":7},"第 9 页  共 12 页"]
["分部分项工程量清单与计价表"]
["工程名称：塘厦虾公岩水厂分布式光伏发电项目-安装部分",{"$nulls":6},"(编制单位盖章)"]
["序号","项目编码","项目名称","项目特征描述","计量\n单位",null,"工程量",null,"金额（元）"]
[{"$nulls":8},"综合单价","合价"]
[59,"030502009013","尾纤","1.名称:尾纤\n2.类别:单模单纤\n3.综合考虑完成该工艺的所有施工内容，详见设计图纸及相关规范等","条",null,"14"]
[60,"030502007013","光缆","1.名称:光缆\n2.规格:8芯\n3.综合考虑完成该工艺的所有施工内容，详见设计图纸及相关规范等","m",null,"1779.45"]
[61,"030502005013","双绞线缆","1.名称:双绞线缆\n2.规格:超六类网线\n3.线缆对数:CAT6E\n4.敷设方式:管槽内安装\n5.综合考虑完成该工艺的所有施工内容，详见设计图纸及相关规范等","m",null,"332.66"]
[62,"030411001022","配管","1.名称:PVC电线管\n2.规格、型号:Φ25\n3.敷设方式:综合考虑\n4.综合考虑完成该工艺的所有施工内容，详见设计图纸及相关规范等","m",null,"2138"]
[63,"030411004027","配线","1.名称:配线\n2.型号:RVVSP\n3.规格:2*1.0\n4.材质:铜\n5.综合考虑完成该工艺的所有施工内容，详见设计图纸及相关规范等","m",null,"26.16"]
[64,"030411006021","接线盒","1.名称:接线盒安装 普通接线盒 明装\n2.综合考虑完成该工艺的所有施工内容，详见设计图纸及相关规范等","个",null,"14"]
[null,null,"【弱电系统】分部小计"]
[null,null,"   清洗系统"]
[65,"030901011013","给水栓","1.安装方式:给水栓\n2.型号、规格:DN32\n3.综合考虑完成该工艺的所有施工内容，详见设计图纸及相关规范等","套",null,"11"]
["本页小计"]
[{"$nulls":7},"第 10 页  共 12 页"]
["分部分项工程量清单与计价表"]
["工程名称：塘厦虾公岩水厂分布式光伏发电项目-安装部分",{"$nulls":6},"(编制单位盖章)"]
["序号","项目编码","项目名称","项目特征描述","计量\n单位",null,"工程量",null,"金额（元）"]
[{"$nulls":8},"综合单价","合价"]
[66,"030109012013","增压泵","1.名称:增压泵\n2.型号:电压：220V  进出口径：DN32    扬程：≥25m\n3.功能:设备安装及调试\n4.综合考虑完成该工艺的所有施工内容，详见设计图纸及相关规范等","台",null,"7"]
[67,"031001006025","塑料管","1.名称:PPR给水管\n2.规格、型号:DN32\n3.连接形式:热熔\n4.综合考虑完成该工艺的所有施工内容，详见设计图纸及相关规范等","m",null,"300.33"]
[68,"031003013013","水表","1.名称:水表组\n2.规格、型号:DN32\n3.连接形式:热熔\n4.其他:包含1个水表，1个截止阀\n5.综合考虑完成该工艺的所有施工内容，详见设计图纸及相关规范等","组",null,"7"]
[69,"031003001025","截止阀","1.类型:截止阀\n2.规格、压力等级:DN32\n3.综合考虑完成该工艺的所有施工内容，详见设计图纸及相关规范等","个",null,"7"]
[70,"031003001026","止回阀","1.类型:止回阀\n2.规格、压力等级:DN32\n3.综合考虑完成该工艺的所有施工内容，详见设计图纸及相关规范等","个",null,"7"]
[71,"030601002013","压力仪表","1.类型:压力表\n2.综合考虑完成该工艺的所有施工内容，详见设计图纸及相关规范等","台",null,"7"]
[72,"031002001013","管道支架","1.材质:管道支架\n2.管架形式:综合考虑\n3.综合考虑完成该工艺的所有施工内容，详见设计图纸及相关规范等","kg",null,"29.12"]
["本页小计"]
[{"$nulls":7},"第 11 页  共 12 页"]
["分部分项工程量清单与计价表"]
["工程名称：塘厦虾公岩水厂分布式光伏发电项目-安装部分",{"$nulls":6},"(编制单位盖章)"]
["序号","项目编码","项目名称","项目特征描述","计量\n单位",null,"工程量",null,"金额（元）"]
[{"$nulls":8},"综合单价","合价"]
[73,"030901013013","灭火器","1.名称:手提式灭火器\n2.类别:水基型MQ6\n3.规格、型号:含2具灭火器一个箱体\n4.综合考虑完成该工艺的所有施工内容，详见设计图纸及相关规范等","具",null,"16"]
[74,"031001006026","塑料管","1.安装部位:室外塑料排水管\n2.介质:雨水\n3.材质、规格:PVC-100\n4.连接形式:粘接\n5.综合考虑完成该工艺的所有施工内容，详见设计图纸及相关规范等","m",null,"155.7"]
[null,null,"【清洗系统】分部小计"]
[null,null,"   防护措施及物探"]
[75,"030310004012","物探费","1.名称:开挖管道探测费\n2.综合考虑完成该工艺的所有施工内容，详见设计图纸及相关规范等","m",null,"213.71"]
[null,null,"【防护措施及物探】分部小计"]
{"$rows_empty":14}
["本页小计"]
["合  计"]
[{"$nulls":7},"第 12 页  共 12 页"]

{"sheet":"工程量清单总价表【樟木头簕竹水厂分布式光伏发电项目-装饰钢","index":53,"n_rows":38,"n_cols":5,"rows_kept":38,"merged":[[0,0,0,4],[1,0,1,2],[1,3,1,4],[2,0,2,2],[36,0,36,1],[37,0,37,4]]}
["工程量清单总价表"]
[{"$nulls":3},"编制单位盖章："]
["工程名称：樟木头簕竹水厂分布式光伏发电项目-装饰钢结构部分",{"$nulls":3},"第 1 页  共 1 页"]
["序号","项目名称","取费基数","费率(%)","金额:(元)"]
["1","分部分项合计","FBFXHJ"]
["1.1","混凝土及钢筋混凝土工程"]
["1.2","A.6金属结构工程"]
["1.3","A.16拆除工程"]
["2","措施合计","_AQWMSGF+_QTCSF"]
["2.1","绿色施工安全防护措施费","AQWMSGF"]
["2.2","其他措施费","QTCSF"]
["3","其他项目","QTXMHJ"]
["3.1","暂列金额","ZLJE"]
["3.2","暂估价","ZGJHJ"]
["3.3","计日工","JRG"]
["3.4","总承包服务费","ZCBFWF"]
["3.5","预算包干费","YSBGF"]
["3.6","工程优质费","GCYZF"]
["3.7","概算幅度差","GSFDC"]
["3.8","索赔费用","SPFY"]
["3.9","现场签证费用","XCQZFY"]
["3.10","其他费用","QTFY"]
["4","税前工程造价","_FHJ+_CHJ+_QTXM"]
["5","增值税销项税额","_FHJ+_CHJ+_QTXM"]
["6","总造价","_FHJ+_CHJ+_QTXM+_SJ"]
["7","人工费","RGF+JSCS_RGF"]
{"$rows_empty":11}
["编制人：                                   证号：                                 编制日期："]

{"sheet":"工程量清单综合单价报价表-1【樟木头簕竹水厂分布式光伏发电","index":54,"n_rows":73,"n_cols":8,"rows_kept":73,"merged":[[0,0,0,7],[1,0,1,4],[1,5,1,7],[2,0,2,4],[2,6,2,7],[3,0,4,0],[3,1,4,1],[3,2,4,2],[3,3,4,3],[3,4,4,4],[3,5,4,5],[3,6,3,7],[5,2,5,3],[8,2,8,3],[9,2,9,3],[13,0,13,6],[14,0,14,7],[15,0,15,7],[16,0,16,4],[16,5,16,7],[17,0,17,4],[17,6,17,7],[18,0,19,0],[18,1,19,1],[18,2,19,2],[18,3,19,3],[18,4,19,4],[18,5,19,5],[18,6,18,7],[26,0,26,6],[27,0,27,7],[28,0,28,7],[29,0,29,4],[29,5,29,7],[30,0,30,4],[30,6,30,7],[31,0,32,0],[31,1,32,1],[31,2,32,2],[31,3,32,3],[31,4,32,4],[31,5,32,5],[31,6,31,7],[39,0,39,6],[40,0,40,7],[41,0,41,7],[42,0,42,4],[42,5,42,7],[43,0,43,4],[43,6,43,7],[44,0,45,0],[44,1,45,1],[44,2,45,2],[44,3,45,3],[44,4,45,4],[44,5,45,5],[44,6,44,7],[48,2,48,3],[49,2,49,3],[70,0,70,6],[71,0,71,6],[72,0,72,7]]}
["工程量清单综合单价报价表"]
[{"$nulls":5},"编制单位盖章："]
["工程名称：樟木头簕竹水厂分布式光伏发电项目-装饰钢结构部分",{"$nulls":5},"第 1 页  共 4 页"]
["序号","项目编码","项目名称","项目特征描述","计量\n单位","工程数量","金额（元）"]
[{"$nulls":6},"综合单价","合价"]
[null,null," 混凝土及钢筋混凝土工程"]
[1,"010507007015","柱脚包封","1.混凝土种类:素混凝土\n2.混凝土强度等级:C25\n3.含模板制作安装\n4.其他:按技术规范及设计图纸完成清单项目所需的一切相关工作","m3","4"]
[2,"010902001018","柱脚包封防水","1.卷材品种、规格、厚度:3mm厚SBS防水卷材\n2.其他:按技术规范及设计图纸完成清单项目所需的一切相关工作","m2","75.04"]
[null,null,"【混凝土及钢筋混凝土工程】分部小计"]
[null,null,"A.6 金属结构工程"]
[3,"010603002024","空腹钢柱","1.柱类型:镀锌矩管钢柱\n2.钢材品种:Q355B\n3.钢材规格:矩管100x100x4.0\n4.单根柱质量:3t以内\n5.包含柱脚端板、加劲板、三角连接件等\n6.其他:按技术规范及设计图纸完成清单项目所需的一切相关工作","t","3.505"]
[4,"010603002025","空腹钢柱","1.柱类型:镀锌矩管钢柱\n2.钢材品种:Q355B\n3.钢材规格:矩管150x150x4.0\n4.单根柱质量:3t以内\n5.包含柱脚端板、加劲板、三角连接件等\n6.其他:按技术规范及设计图纸完成清单项目所需的一切相关工作","t","0.418"]
[5,"010604001056","钢梁","1.梁类型:镀锌矩管钢梁\n2.钢材品种:Q355B\n3.钢材规格:矩管100x50x3.0\n4.单根质量:1.5t以内\n5.其他:按技术规范及设计图纸完成清单项目所需的一切相关工作","t","0.182"]
["本页小计"]
["编制人：                                   证号：                                 编制日期："]
["工程量清单综合单价报价表"]
[{"$nulls":5},"编制单位盖章："]
["工程名称：樟木头簕竹水厂分布式光伏发电项目-装饰钢结构部分",{"$nulls":5},"第 2 页  共 4 页"]
["序号","项目编码","项目名称","项目特征描述","计量\n单位","工程数量","金额（元）"]
[{"$nulls":6},"综合单价","合价"]
[6,"010604001057","钢梁","1.梁类型:镀锌矩管钢梁\n2.钢材品种:Q355B\n3.钢材规格:矩管120x60x3.0\n4.单根质量:1.5t以内\n5.其他:按技术规范及设计图纸完成清单项目所需的一切相关工作","t","3.230"]
[7,"010604001058","钢梁","1.梁类型:镀锌矩管钢梁\n2.钢材品种:Q355B\n3.钢材规格:矩管140x80x4.0\n4.单根质量:1.5t以内\n5.其他:按技术规范及设计图纸完成清单项目所需的一切相关工作","t","1.387"]
[8,"010604001059","钢梁","1.梁类型:镀锌矩管钢梁\n2.钢材品种:Q355B\n3.钢材规格:矩管160x80x4.0\n4.单根质量:1.5t以内\n5.其他:按技术规范及设计图纸完成清单项目所需的一切相关工作","t","0.927"]
[9,"010606002038","钢檩条","1.钢材品种:Q355B\n2.钢材规格:矩管100x50x3.0\n3.构件类型:镀锌矩管檩条\n4.其他:按技术规范及设计图纸完成清单项目所需的一切相关工作","t","3.004"]
[10,"010606002039","钢檩条","1.钢材品种:Q355B\n2.钢材规格:矩管120x60x3.0\n3.构件类型:镀锌矩管檩条\n4.其他:按技术规范及设计图纸完成清单项目所需的一切相关工作","t","10.713"]
[11,"010606002040","钢檩条","1.钢材品种:Q355B\n2.钢材规格:矩管140x80x4.0\n3.构件类型:镀锌矩管檩条\n4.其他:按技术规范及设计图纸完成清单项目所需的一切相关工作","t","8.848"]
["本页小计"]
["编制人：                                   证号：                                 编制日期："]
["工程量清单综合单价报价表"]
[{"$nulls":5},"编制单位盖章："]
["工程名称：樟木头簕竹水厂分布式光伏发电项目-装饰钢结构部分",{"$nulls":5},"第 3 页  共 4 页"]
["序号","项目编码","项目名称","项目特征描述","计量\n单位","工程数量","金额（元）"]
[{"$nulls":6},"综合单价","合价"]
[12,"010606001063","斜撑","1.钢材品种、规格:Q235B\n2.构件类型:镀锌矩管支撑\n3.其他:按技术规范及设计图纸完成清单项目所需的一切相关工作","t","1.175"]
[13,"010606001064","系杆","1.钢材品种、规格:Q235B\n2.构件类型:圆管系杆\n3.其他:按技术规范及设计图纸完成清单项目所需的一切相关工作","t","3.919"]
[14,"010606001065","钢支撑","1.钢材品种、规格:Q235B\n2.构件类型:圆钢支撑\n3.其他:按技术规范及设计图纸完成清单项目所需的一切相关工作","t","1.517"]
[15,"010606006014","维护通道","1.名称:维护通道\n2.盖板规格型号:S350GD+ZM275\n3.30*30*3方通(Q235)\n4.具体详见图纸CS-GF-05大样\n5.其他:按技术规范及设计图纸完成清单项目所需的一切相关工作","t","1.203"]
[16,"040602038040","M型水槽","1.名称:M型水槽\n2.材质:S350GD+ZM275\n3.具体详见图纸CS-GF-05大样\n4.其他:按技术规范及设计图纸完成清单项目所需的一切相关工作","m","2095.86"]
[17,"040602038041","横向水槽","1.名称:横向水槽\n2.材质:S350GD+ZM275\n3.具体详见图纸CS-GF-05大样\n4.其他:按技术规范及设计图纸完成清单项目所需的一切相关工作","m","934.91"]
["本页小计"]
["编制人：                                   证号：                                 编制日期："]
["工程量清单综合单价报价表"]
[{"$nulls":5},"编制单位盖章："]
["工程名称：樟木头簕竹水厂分布式光伏发电项目-装饰钢结构部分",{"$nulls":5},"第 4 页  共 4 页"]
["序号","项目编码","项目名称","项目特征描述","计量\n单位","工程数量","金额（元）"]
[{"$nulls":6},"综合单价","合价"]
[18,"040602038042","汇水槽","1.名称:汇水槽\n2.材质:S350GD+ZM275\n3.具体详见图纸CS-GF-05大样\n4.其他:按技术规范及设计图纸完成清单项目所需的一切相关工作","m","439.81"]
[19,"010516001018","螺栓","1.螺栓种类:M12化学锚栓\n2.其他:按技术规范及设计图纸完成清单项目所需的一切相关工作","套","712"]
[null,null,"【金属结构工程】分部小计"]
[null,null,"A.16 拆除工程"]
{"$rows_empty":20}
["本页小计"]
["合  计"]
["编制人：                                   证号：                                 编制日期："]

{"sheet":"工程量清单报价汇总表【樟木头簕竹水厂分布式光伏发电项目-安","index":55,"n_rows":22,"n_cols":7,"rows_kept":22,"merged":[[0,0,0,6],[1,0,1,2],[1,4,1,6],[2,2,2,4],[3,2,3,4],[4,2,4,4],[5,2,5,4],[6,2,6,4],[7,2,7,4],[8,2,8,4],[9,2,9,4],[10,2,10,4],[11,2,11,4],[12,2,12,4],[13,2,13,4],[14,2,14,4],[15,2,15,4],[16,2,16,4],[17,2,17,4],[18,2,18,4],[19,2,19,4],[20,2,20,4],[21,2,21,4],[22,2,22,4],[23,2,23,4],[24,2,24,4],[25,2,25,4],[26,2,26,4],[27,2,27,4],[28,2,28,4],[29,2,29,4],[30,2,30,4],[31,2,31,4],[32,2,32,4],[33,2,33,4],[34,2,34,4],[35,2,35,4],[36,2,36,4]]}
["工程量清单报价汇总表"]
["工程名称：樟木头簕竹水厂分布式光伏发电项目-安装部分",{"$nulls":3},"第 1 页  共 1 页"]
["序号","费用名称","基数说明",null,null,"费率(%)","金额"]
["1","分部分项合计","分部分项合计"]
["2","措施合计","绿色施工安全防护措施费+其他措施费"]
["2.1","绿色施工安全防护措施费","安全及文明施工措施费"]
["2.2","其他措施费","其他措施费"]
["3","其他项目","其他项目合计"]
["3.1","暂列金额","暂列金额"]
["3.2","暂估价","暂估价合计"]
["3.3","计日工","计日工"]
["3.4","总承包服务费","总承包服务费"]
["3.5","预算包干费","预算包干费"]
["3.6","工程优质费","工程优质费"]
["3.7","概算幅度差","概算幅度差"]
["3.8","索赔费用","索赔费用"]
["3.9","现场签证费用","现场签证费用"]
["3.10","其他费用","其他费用"]
["4","税前工程造价","分部分项合计+措施合计+其他项目"]
["5","增值税销项税额","分部分项合计+措施合计+其他项目"]
["6","总造价","分部分项合计+措施合计+其他项目+增值税销项税额"]
["7","人工费","分部分项人工费+技术措施项目人工费+机上人工费"]

{"sheet":"分部分项工程量清单与计价表【樟木头簕竹水厂分布式光伏发电项","index":56,"n_rows":161,"n_cols":10,"rows_kept":161,"merged":[[0,0,0,9],[1,0,1,4],[1,5,1,6],[1,7,1,9],[2,0,3,0],[2,1,3,1],[2,2,3,2],[2,3,3,3],[2,4,3,5],[2,6,3,7],[2,8,2,9],[4,2,4,3],[4,4,4,5],[4,6,4,7],[5,2,5,3],[5,4,5,5],[5,6,5,7],[6,4,6,5],[6,6,6,7],[7,4,7,5],[7,6,7,7],[8,4,8,5],[8,6,8,7],[9,4,9,5],[9,6,9,7],[10,4,10,5],[10,6,10,7],[11,4,11,5],[11,6,11,7],[12,0,12,8],[13,0,13,4],[13,5,13,6],[13,7,13,9],[14,0,14,9],[15,0,15,4],[15,5,15,6],[15,7,15,9],[16,0,17,0],[16,1,17,1],[16,2,17,2],[16,3,17,3],[16,4,17,5],[16,6,17,7],[16,8,16,9],[18,4,18,5],[18,6,18,7],[19,4,19,5],[19,6,19,7],[20,4,20,5],[20,6,20,7],[21,4,21,5],[21,6,21,7],[22,4,22,5],[22,6,22,7],[23,4,23,5],[23,6,23,7],[24,0,24,8],[25,0,25,4],[25,5,25,6],[25,7,25,9],[26,0,26,9],[27,0,27,4],[27,5,27,6],[27,7,27,9],[28,0,29,0],[28,1,29,1],[28,2,29,2],[28,3,29,3],[28,4,29,5],[28,6,29,7],[28,8,28,9],[30,4,30,5],[30,6,30,7],[31,4,31,5],[31,6,31,7],[32,4,32,5],[32,6,32,7],[33,4,33,5],[33,6,33,7],[34,4,34,5],[34,6,34,7],[35,4,35,5],[35,6,35,7],[36,4,36,5],[36,6,36,7],[37,0,37,8],[38,0,38,4],[38,5,38,6],[38,7,38,9],[39,0,39,9],[40,0,40,4],[40,5,40,6],[40,7,40,9],[41,0,42,0],[41,1,42,1],[41,2,42,2],[41,3,42,3],[41,4,42,5],[41,6,42,7],[41,8,41,9],[43,4,43,5],[43,6,43,7],[44,4,44,5],[44,6,44,7],[45,4,45,5],[45,6,45,7],[46,4,46,5],[46,6,46,7],[47,4,47,5],[47,6,47,7],[48,4,48,5],[48,6,48,7],[49,0,49,8],[50,0,50,4],[50,5,50,6],[50,7,50,9],[51,0,51,9],[52,0,52,4],[52,5,52,6],[52,7,52,9],[53,0,54,0],[53,1,54,1],[53,2,54,2],[53,3,54,3],[53,4,54,5],[53,6,54,7],[53,8,53,9],[55,4,55,5],[55,6,55,7],[56,4,56,5],[56,6,56,7],[57,4,57,5],[57,6,57,7],[58,4,58,5],[58,6,58,7],[59,4,59,5],[59,6,59,7],[60,4,60,5],[60,6,60,7],[61,4,61,5],[61,6,61,7],[62,0,62,8],[63,0,63,4],[63,5,63,6],[63,7,63,9],[64,0,64,9],[65,0,65,4],[65,5,65,6],[65,7,65,9],[66,0,67,0],[66,1,67,1],[66,2,67,2],[66,3,67,3],[66,4,67,5],[66,6,67,7],[66,8,66,9],[68,4,68,5],[68,6,68,7],[69,4,69,5],[69,6,69,7],[70,4,70,5],[70,6,70,7],[71,4,71,5],[71,6,71,7],[72,4,72,5],[72,6,72,7],[73,4,73,5],[73,6,73,7],[74,4,74,5],[74,6,74,7],[75,0,75,8],[76,0,76,4],[76,5,76,6],[76,7,76,9],[77,0,77,9],[78,0,78,4],[78,5,78,6],[78,7,78,9],[79,0,80,0],[79,1,80,1],[79,2,80,2],[79,3,80,3],[79,4,80,5],[79,6,80,7],[79,8,79,9],[81,4,81,5],[81,6,81,7],[82,2,82,3],[82,4,82,5],[82,6,82,7],[83,2,83,3],[83,4,83,5],[83,6,83,7],[84,4,84,5],[84,6,84,7],[85,4,85,5],[85,6,85,7],[86,4,86,5],[86,6,86,7],[87,4,87,5],[87,6,87,7],[88,4,88,5],[88,6,88,7],[89,2,89,3],[89,4,89,5],[89,6,89,7],[90,2,90,3],[90,4,90,5],[90,6,90,7],[91,4,91,5],[91,6,91,7],[92,0,92,8],[93,0,93,4],[93,5,93,6],[93,7,93,9],[94,0,94,9],[95,0,95,4],[95,5,95,6],[95,7,95,9],[96,0,97,0],[96,1,97,1],[96,2,97,2],[96,3,97,3],[96,4,97,5],[96,6,97,7],[96,8,96,9],[98,4,98,5],[98,6,98,7],[99,4,99,5],[99,6,99,7],[100,4,100,5],[100,6,100,7],[101,4,101,5],[101,6,101,7],[102,4,102,5],[102,6,102,7],[103,4,103,5],[103,6,103,7],[104,4,104,5],[104,6,104,7],[105,0,105,8],[106,0,106,4],[106,5,106,6],[106,7,106,9],[107,0,107,9],[108,0,108,4],[108,5,108,6],[108,7,108,9],[109,0,110,0],[109,1,110,1],[109,2,110,2],[109,3,110,3],[109,4,110,5],[109,6,110,7],[109,8,109,9],[111,4,111,5],[111,6,111,7],[112,4,112,5],[112,6,112,7],[113,4,113,5],[113,6,113,7],[114,4,114,5],[114,6,114,7],[115,4,115,5],[115,6,115,7],[116,4,116,5],[116,6,116,7],[117,4,117,5],[117,6,117,7],[118,4,118,5],[118,6,118,7],[119,0,119,8],[120,0,120,4],[120,5,120,6],[120,7,120,9],[121,0,121,9],[122,0,122,4],[122,5,122,6],[122,7,122,9],[123,0,124,0],[123,1,124,1],[123,2,124,2],[123,3,124,3],[123,4,124,5],[123,6,124,7],[123,8,123,9],[125,2,125,3],[125,4,125,5],[125,6,125,7],[126,2,126,3],[126,4,126,5],[126,6,126,7],[127,4,127,5],[127,6,127,7],[128,4,128,5],[128,6,128,7],[129,4,129,5],[129,6,129,7],[130,4,130,5],[130,6,130,7],[131,4,131,5],[131,6,131,7],[132,4,132,5],[132,6,132,7],[133,4,133,5],[133,6,133,7],[134,0,134,8],[135,0,135,4],[135,5,135,6],[135,7,135,9],[136,0,136,9],[137,0,137,4],[137,5,137,6],[137,7,137,9],[138,0,139,0],[138,1,139,1],[138,2,139,2],[138,3,139,3],[138,4,139,5],[138,6,139,7],[138,8,138,9],[140,4,140,5],[140,6,140,7],[141,4,141,5],[141,6,141,7],[142,4,142,5],[142,6,142,7],[143,2,143,3],[143,4,143,5],[143,6,143,7],[144,2,144,3],[144,4,144,5],[144,6,144,7],[145,4,145,5],[145,6,145,7],[146,2,146,3],[146,4,146,5],[146,6,146,7],[147,4,147,5],[147,6,147,7],[148,4,148,5],[148,6,148,7],[149,4,149,5],[149,6,149,7],[150,4,150,5],[150,6,150,7],[151,4,151,5],[151,6,151,7],[152,4,152,5],[152,6,152,7],[153,4,153,5],[153,6,153,7],[154,4,154,5],[154,6,154,7],[155,4,155,5],[155,6,155,7],[156,4,156,5],[156,6,156,7],[157,4,157,5],[157,6,157,7],[158,0,158,8],[159,0,159,8],[160,0,160,4],[160,5,160,6],[160,7,160,9]]}
["分部分项工程量清单与计价表"]
["工程名称：樟木头簕竹水厂分布式光伏发电项目-安装部分",{"$nulls":6},"(编制单位盖章)"]
["序号","项目编码","项目名称","项目特征描述","计量\n单位",null,"工程量",null,"金额（元）"]
[{"$nulls":8},"综合单价","合价"]
[null,null,"   电气系统"]
[null,null,"   光伏系统"]
[1,"031006005021","620Wp单晶硅光伏组件","1.名称:单晶硅光伏组件\n2.型号:620Wp,组件尺寸：2382*1134*30mm\n3.含铝合金6063-T5压块\n4.本体工程及附件安装\n5.综合考虑完成该工艺的所有施工内容，详见设计图纸及相关规范等\n6.屋面上组件","块",null,"816"]
[2,"030405002047","光伏逆变器","1.名称:30kW逆变器\n2.规格、型号:最大输入电压：1100V 额定电网电压：400Vac\n3.本体工程及附件安装\n4.综合考虑完成该工艺的所有施工内容，详见设计图纸及相关规范等","台",null,"9"]
[3,"030405002048","光伏逆变器","1.名称:40kW逆变器\n2.规格、型号:最大输入电压：1100V 额定电网电压：400Vac\n3.本体工程及附件安装\n4.综合考虑完成该工艺的所有施工内容，详见设计图纸及相关规范等","台",null,"1"]
[4,"030405002049","光伏逆变器","1.名称:50kW逆变器\n2.规格、型号:最大输入电压：1100V 额定电网电压：400Vac\n3.本体工程及附件安装\n4.综合考虑完成该工艺的所有施工内容，详见设计图纸及相关规范范等","台",null,"2"]
[5,"030405002050","光伏逆变器","1.名称:100kW逆变器\n2.规格、型号:最大输入电压：1100V 额定电网电压：400Vac\n3.本体工程及附件安装\n4.综合考虑完成该工艺的所有施工内容，详见设计图纸及相关规范等","台",null,"1"]
[6,"030404017046","汇流箱 2进1出","1.名称:汇流箱 2进1出\n2.本体工程及附件安装\n3.综合考虑完成该工艺的所有施工内容，详见设计图纸及相关规范等","台",null,"5"]
["本页小计"]
[{"$nulls":7},"第 1 页  共 11 页"]
["分部分项工程量清单与计价表"]
["工程名称：樟木头簕竹水厂分布式光伏发电项目-安装部分",{"$nulls":6},"(编制单位盖章)"]
["序号","项目编码","项目名称","项目特征描述","计量\n单位",null,"工程量",null,"金额（元）"]
[{"$nulls":8},"综合单价","合价"]
[7,"030404017047","汇流箱 4进1出","1.名称:汇流箱 4进1出\n2.本体工程及附件安装\n3.综合考虑完成该工艺的所有施工内容，详见设计图纸及相关规范等","台",null,"1"]
[8,"030408001087","电力电缆","1.名称:光伏电缆\n2.规格、型号:PV1-F 1x4\n3.敷设方式:综合考虑\n4.综合考虑完成该工艺的所有施工内容，详见设计图纸及相关规范等","m",null,"3731.13"]
[9,"030408001088","电力电缆","1.名称:电力电缆 \n2.型号:ZC-YJV\n3.规格:4*16\n4.材质:铜芯\n5.电压等级(kV):0.6/1kV\n6.综合考虑完成该工艺的所有施工内容，详见设计图纸及相关规范等","m",null,"168.43"]
[10,"030408001089","电力电缆","1.名称:电力电缆 \n2.型号:ZC-YJV\n3.规格:3*25+1*16\n4.材质:铜芯\n5.电压等级(kV):0.6/1kV\n6.综合考虑完成该工艺的所有施工内容，详见设计图纸及相关规范等","m",null,"118.77"]
[11,"030408001090","电力电缆","1.名称:电力电缆 \n2.型号:ZC-YJV\n3.规格:3*35+1*16\n4.材质:铜芯\n5.电压等级(kV):0.6/1kV\n6.综合考虑完成该工艺的所有施工内容，详见设计图纸及相关规范等","m",null,"267.94"]
[12,"030408001091","电力电缆","1.名称:电力电缆 \n2.型号:ZC-YJV\n3.规格:3*50+1*25\n4.材质:铜芯\n5.电压等级(kV):0.6/1kV\n6.综合考虑完成该工艺的所有施工内容，详见设计图纸及相关规范等","m",null,"192.88"]
["本页小计"]
[{"$nulls":7},"第 2 页  共 11 页"]
["分部分项工程量清单与计价表"]
["工程名称：樟木头簕竹水厂分布式光伏发电项目-安装部分",{"$nulls":6},"(编制单位盖章)"]
["序号","项目编码","项目名称","项目特征描述","计量\n单位",null,"工程量",null,"金额（元）"]
[{"$nulls":8},"综合单价","合价"]
[13,"030408001092","电力电缆","1.名称:电力电缆 \n2.型号:ZC-YJV\n3.规格:3*70+1*35\n4.材质:铜芯\n5.电压等级(kV):0.6/1kV\n6.综合考虑完成该工艺的所有施工内容，详见设计图纸及相关规范等","m",null,"7.23"]
[14,"030408001093","电力电缆","1.名称:电力电缆 \n2.型号:ZC-YJV\n3.规格:3*185+1*95\n4.材质:铜芯\n5.电压等级(kV):0.6/1kV\n6.综合考虑完成该工艺的所有施工内容，详见设计图纸及相关规范等","m",null,"168.74"]
[15,"030408001094","电力电缆","1.名称:电力电缆 \n2.型号:ZC-YJV\n3.规格:3*240+1*120\n4.材质:铜芯\n5.电压等级(kV):0.6/1kV\n6.综合考虑完成该工艺的所有施工内容，详见设计图纸及相关规范等","m",null,"18.19"]
[16,"030408006059","电力电缆头","1.名称:电缆终端头\n2.规格、型号:16mm2以下\n3.综合考虑完成该工艺的所有施工内容，详见设计图纸及相关规范等","个",null,"20"]
[17,"030408006060","电力电缆头","1.名称:电缆终端头\n2.规格、型号:35mm2以下\n3.综合考虑完成该工艺的所有施工内容，详见设计图纸及相关规范等","个",null,"12"]
[18,"030408006061","电力电缆头","1.名称:电缆终端头\n2.规格、型号:70mm2以下\n3.综合考虑完成该工艺的所有施工内容，详见设计图纸及相关规范","个",null,"4"]
[19,"030408006062","电力电缆头","1.名称:电缆终端头\n2.规格、型号:240mm2以下\n3.综合考虑完成该工艺的所有施工内容，详见设计图纸及相关规范","个",null,"4"]
["本页小计"]
[{"$nulls":7},"第 3 页  共 11 页"]
["分部分项工程量清单与计价表"]
["工程名称：樟木头簕竹水厂分布式光伏发电项目-安装部分",{"$nulls":6},"(编制单位盖章)"]
["序号","项目编码","项目名称","项目特征描述","计量\n单位",null,"工程量",null,"金额（元）"]
[{"$nulls":8},"综合单价","合价"]
[20,"030411003052","线槽（含辅件）","1.名称:线槽（含辅件）\n2.规格、型号:200×100*1.2\n3.含连接件等\n4.本体工程及附件安装\n5.综合考虑完成该工艺的所有施工内容，详见设计图纸及相关规范等","m",null,"43.35"]
[21,"030411003053","线槽（含辅件）","1.名称:线槽（含辅件）\n2.规格、型号:100×50*1.0\n3.含连接件等\n4.本体工程及附件安装\n5.综合考虑完成该工艺的所有施工内容，详见设计图纸及相关规范范等","m",null,"78.39"]
[22,"030411003054","线槽（含辅件）","1.名称:线槽（含辅件）\n2.规格、型号:50×50*1.0\n3.含连接件等\n4.本体工程及附件安装\n5.综合考虑完成该工艺的所有施工内容，详见设计图纸及相关规范范等","m",null,"174.49"]
[23,"030413001014","桥架支架","1.名称:桥架支架\n2.材质:铁构件\n3.规格:综合考虑\n4.综合考虑完成该工艺的所有施工内容，详见设计图纸及相关规范等","kg",null,"94.22"]
[24,"030404004024","并网计量柜","1.名称:并网计量柜\n2.规格、型号:BWG1 P15，屏柜尺寸：800×800×2200\n3.具体详图纸大样\n4.本体工程及附件安装和槽钢支架等\n5.综合考虑完成该工艺的所有施工内容，详见设计图纸及相关规范等","台",null,"1"]
[25,"030414002014","送配电装置系统","1.名称:送配电装置系统\n2.综合考虑完成该工艺的所有施工内容，详见设计图纸及相关规范等","系统",null,"1"]
["本页小计"]
[{"$nulls":7},"第 4 页  共 11 页"]
["分部分项工程量清单与计价表"]
["工程名称：樟木头簕竹水厂分布式光伏发电项目-安装部分",{"$nulls":6},"(编制单位盖章)"]
["序号","项目编码","项目名称","项目特征描述","计量\n单位",null,"工程量",null,"金额（元）"]
[{"$nulls":8},"综合单价","合价"]
[26,"040205001012","电缆井","1.名称:电缆井\n2.规格尺寸:910*1225*1300\n3.水泥路面破除及恢复\n4.具体做法详图纸大样\n5.综合考虑完成该工艺的所有施工内容，详见设计图纸及相关规范等","座",null,"6"]
[27,"050307009027","标志牌","1.名称:标志牌\n2.类别:安健环详图、警示牌图、光伏发电站场应急处置卡\n3.规格、型号:1200*800\n4.综合考虑完成该工艺的所有施工内容，详见设计图纸及相关规范等","个",null,"7"]
[28,"050307009028","标志牌","1.名称:标志牌\n2.类别:0.4kV结线图\n3.综合考虑完成该工艺的所有施工内容，详见设计图纸及相关规范等","个",null,"1"]
[29,"040501004031","塑料管","1.名称:3孔埋管\n2.材质及规格:PVC110\n3.具体做法详图纸大样\n4.综合考虑完成该工艺的所有施工内容，详见设计图纸及相关规范等","m",null,"44.76"]
[30,"040501004032","塑料管","1.名称:4孔埋管\n2.材质及规格:PVC110\n3.具体做法详图纸大样\n4.综合考虑完成该工艺的所有施工内容，详见设计图纸及相关规范等","m",null,"16.52"]
[31,"041001001013","拆除路面","1.材质:拆除路面\n2.厚度:25cm\n3.旧路面机械破除\n4.具体做法详图纸大样\n5.综合考虑完成该工艺的所有施工内容，详见设计图纸及相关规范等","m2",null,"44.9"]
[32,"040101002037","挖沟槽土方","1.土壤类别:挖沟槽土方\n2.挖土深度:2m 内\n3.一二类土\n4.具体做法详图纸大样\n5.综合考虑完成该工艺的所有施工内容，详见设计图纸及相关规范等","m3",null,"44.21"]
["本页小计"]
[{"$nulls":7},"第 5 页  共 11 页"]
["分部分项工程量清单与计价表"]
["工程名称：樟木头簕竹水厂分布式光伏发电项目-安装部分",{"$nulls":6},"(编制单位盖章)"]
["序号","项目编码","项目名称","项目特征描述","计量\n单位",null,"工程量",null,"金额（元）"]
[{"$nulls":8},"综合单价","合价"]
[33,"040303001013","垫层","1.名称:垫层\n2.材质:石屑\n3.具体做法详图纸大样\n4.综合考虑完成该工艺的所有施工内容，详见设计图纸及相关规范等","m3",null,"4.96"]
[34,"040103001021","回填方","1.名称:回填方\n2.填方材料品种:回填用砂\n3.具体做法详图纸大样\n4.综合考虑完成该工艺的所有施工内容，详见设计图纸及相关规范等","m3",null,"11.73"]
[35,"040202003025","水泥稳定土","1.名称:回填方\n2.填方材料品种:集中拌合水泥石屑混合料 水泥含量 4%\n3.具体做法详图纸大样\n4.综合考虑完成该工艺的所有施工内容，详见设计图纸及相关规范等","m3",null,"7.18"]
[36,"040202003026","水泥稳定土","1.名称:回填方\n2.填方材料品种:集中拌合水泥石屑混合料 水泥含量 6%\n3.具体做法详图纸大样\n4.综合考虑完成该工艺的所有施工内容，详见设计图纸及相关规范等","m3",null,"9.95"]
[37,"050402002013","现浇混凝土路面","1.名称:现浇混凝土路面\n2.厚度:25cm  C30\n3.具体做法详图纸大样\n4.综合考虑完成该工艺的所有施工内容，详见设计图纸及相关规范等","m2",null,"51.59"]
[38,"040103001022","回填方","1.名称:回填方\n2.填方材料品种:原土\n3.具体做法详图纸大样\n4.综合考虑完成该工艺的所有施工内容，详见设计图纸及相关规范等","m3",null,"3.99"]
[39,"040101002038","余方外运","1.土壤类别:余方外运\n2.运距:按15km考虑\n3.一二类土\n4.具体做法详图纸大样\n5.综合考虑完成该工艺的所有施工内容，详见设计图纸及相关规范等","m3",null,"40.22"]
["本页小计"]
[{"$nulls":7},"第 6 页  共 11 页"]
["分部分项工程量清单与计价表"]
["工程名称：樟木头簕竹水厂分布式光伏发电项目-安装部分",{"$nulls":6},"(编制单位盖章)"]
["序号","项目编码","项目名称","项目特征描述","计量\n单位",null,"工程量",null,"金额（元）"]
[{"$nulls":8},"综合单价","合价"]
[40,"040101002039","余方外运","1.土壤类别:余方外运\n2.运距:按15km考虑\n3.路面块料\n4.具体做法详图纸大样\n5.综合考虑完成该工艺的所有施工内容，详见设计图纸及相关规范等","m3",null,"11.23"]
[null,null,"【光伏系统】分部小计"]
[null,null,"   防雷接地"]
[41,"030409002012","接地母线","1.名称:接地扁钢\n2.规格、型号:热镀锌扁钢 -40×4\n3.综合考虑完成该工艺的所有施工内容，详见设计图纸及相关规范等","m",null,"856.4"]
[42,"030409003023","避雷引下线","1.名称:避雷引下线\n2.材质:镀锌扁钢\n3.规格:40*4\n4.断接卡子:含断接卡子\n5.综合考虑完成该工艺的所有施工内容，详见设计图纸及相关规范等","m",null,"63.9"]
[43,"030409003024","断接卡子","1.名称:断接卡子制作、安装\n2.材质:镀锌扁钢\n3.规格:40*4\n4.综合考虑完成该工艺的所有施工内容，详见设计图纸及相关规范等","套",null,"38"]
[44,"030411004028","接地线","1.名称:接地跨接线\n2.规格、型号:BVR-1×4\n3.综合考虑完成该工艺的所有施工内容，详见设计图纸及相关规范等","处",null,"816"]
[45,"040807003011","接地装置调试","1.名称:接地装置调试 接地网\n2.综合考虑完成该工艺的所有施工内容，详见设计图纸及相关规范等","系统",null,"9"]
[null,null,"【防雷接地】分部小计"]
[null,null,"   弱电系统"]
[46,"030404017048","配电箱","1.名称:监控防水箱\n2.综合考虑完成该工艺的所有施工内容，详见设计图纸及相关规范等","台",null,"7"]
["本页小计"]
[{"$nulls":7},"第 7 页  共 11 页"]
["分部分项工程量清单与计价表"]
["工程名称：樟木头簕竹水厂分布式光伏发电项目-安装部分",{"$nulls":6},"(编制单位盖章)"]
["序号","项目编码","项目名称","项目特征描述","计量\n单位",null,"工程量",null,"金额（元）"]
[{"$nulls":8},"综合单价","合价"]
[47,"030607006014","数据采集器","1.名称:数据采集器\n2.型号:符合设计需求及满足现场设备需求\n3.规格:225*160*44\n4.功能:设备安装及调试\n5.综合考虑完成该工艺的所有施工内容，详见设计图纸及相关规范等","套",null,"1"]
[48,"030502001014","机柜、机架","1.名称:网络机柜6U壁挂式\n2.规格:宽550*深400*高300\n3.安装方式:室内壁装\n4.综合考虑完成该工艺的所有施工内容，详见设计图纸及相关规范等","台",null,"1"]
[49,"030501012025","交换机","1.名称:交换机\n2.功能:32口，带POE\n3.综合考虑完成该工艺的所有施工内容，详见设计图纸及相关规范等","台",null,"1"]
[50,"030501012026","交换机","1.名称:交换机\n2.功能:8口，带POE\n3.综合考虑完成该工艺的所有施工内容，详见设计图纸及相关规范等","台",null,"7"]
[51,"040205020026","监控摄像机","1.类型:红外高清高速球机\n2.规格、型号:400w像素\n3.综合考虑完成该工艺的所有施工内容，详见设计图纸及相关规范等","台",null,"15"]
[52,"040205020027","摄像机支架","1.类型:摄像机支架（横梁上安装）\n2.规格、型号:按设备情况确定\n3.支架形式:壁挂式支架\n4.综合考虑完成该工艺的所有施工内容，详见设计图纸及相关规范等","台",null,"15"]
[53,"030506008014","视频系统调试","1.名称:安全防范分系统调试 电视监控系统 摄像机\n2.综合考虑完成该工艺的所有施工内容，详见设计图纸及相关规范等","系统",null,"15"]
["本页小计"]
[{"$nulls":7},"第 8 页  共 11 页"]
["分部分项工程量清单与计价表"]
["工程名称：樟木头簕竹水厂分布式光伏发电项目-安装部分",{"$nulls":6},"(编制单位盖章)"]
["序号","项目编码","项目名称","项目特征描述","计量\n单位",null,"工程量",null,"金额（元）"]
[{"$nulls":8},"综合单价","合价"]
[54,"030409010014","浪涌保护器","1.名称:浪涌保护器\n2.综合考虑完成该工艺的所有施工内容，详见设计图纸及相关规范等","个",null,"15"]
[55,"030501010014","光纤收发器","1.名称:光纤收发器\n2.类别:千兆单模单纤\n3.综合考虑完成该工艺的所有施工内容，详见设计图纸及相关规范等","台",null,"7"]
[56,"030502009014","尾纤","1.名称:尾纤\n2.类别:单模单纤\n3.综合考虑完成该工艺的所有施工内容，详见设计图纸及相关规范等","条",null,"7"]
[57,"030502007014","光缆","1.名称:光缆\n2.规格:6芯\n3.综合考虑完成该工艺的所有施工内容，详见设计图纸及相关规范等","m",null,"1858.86"]
[58,"030502005014","双绞线缆","1.名称:双绞线缆\n2.规格:超六类网线\n3.线缆对数:CAT6E\n4.敷设方式:管槽内安装\n5.综合考虑完成该工艺的所有施工内容，详见设计图纸及相关规范等","m",null,"341.04"]
[59,"030411001023","配管","1.名称:PVC电线管\n2.规格、型号:Φ25\n3.敷设方式:综合考虑\n4.综合考虑完成该工艺的所有施工内容，详见设计图纸及相关规范等","m",null,"2587.4"]
[60,"030411004029","配线","1.名称:配线\n2.型号:ZR-RVSP\n3.规格:2*1.5\n4.材质:铜\n5.综合考虑完成该工艺的所有施工内容，详见设计图纸及相关规范等","m",null,"388.61"]
[61,"030411006022","接线盒","1.名称:接线盒安装 普通接线盒 明装\n2.综合考虑完成该工艺的所有施工内容，详见设计图纸及相关规范等","个",null,"15"]
["本页小计"]
[{"$nulls":7},"第 9 页  共 11 页"]
["分部分项工程量清单与计价表"]
["工程名称：樟木头簕竹水厂分布式光伏发电项目-安装部分",{"$nulls":6},"(编制单位盖章)"]
["序号","项目编码","项目名称","项目特征描述","计量\n单位",null,"工程量",null,"金额（元）"]
[{"$nulls":8},"综合单价","合价"]
[null,null,"【弱电系统】分部小计"]
[null,null,"   清洗系统"]
[62,"030901011014","给水栓","1.安装方式:给水栓\n2.型号、规格:DN32\n3.综合考虑完成该工艺的所有施工内容，详见设计图纸及相关规范等","套",null,"17"]
[63,"030109012014","增压泵","1.名称:增压泵\n2.型号:电压：220V  进出口径：DN32    扬程：≥25m\n3.功能:设备安装及调试\n4.综合考虑完成该工艺的所有施工内容，详见设计图纸及相关规范等","台",null,"7"]
[64,"031001006027","塑料管","1.名称:PPR给水管\n2.规格、型号:DN32\n3.连接形式:热熔\n4.综合考虑完成该工艺的所有施工内容，详见设计图纸及相关规范等","m",null,"341.86"]
[65,"031003013014","水表","1.名称:水表组\n2.规格、型号:DN32\n3.连接形式:热熔\n4.其他:包含1个水表，1个截止阀\n5.综合考虑完成该工艺的所有施工内容，详见设计图纸及相关规范等","组",null,"7"]
[66,"031003001027","截止阀","1.类型:截止阀\n2.规格、压力等级:DN32\n3.综合考虑完成该工艺的所有施工内容，详见设计图纸及相关规范等","个",null,"7"]
[67,"031003001028","止回阀","1.类型:止回阀\n2.规格、压力等级:DN32\n3.综合考虑完成该工艺的所有施工内容，详见设计图纸及相关规范等","个",null,"7"]
[68,"030601002014","压力仪表","1.类型:压力表\n2.综合考虑完成该工艺的所有施工内容，详见设计图纸及相关规范等","台",null,"7"]
["本页小计"]
[{"$nulls":7},"第 10 页  共 11 页"]
["分部分项工程量清单与计价表"]
["工程名称：樟木头簕竹水厂分布式光伏发电项目-安装部分",{"$nulls":6},"(编制单位盖章)"]
["序号","项目编码","项目名称","项目特征描述","计量\n单位",null,"工程量",null,"金额（元）"]
[{"$nulls":8},"综合单价","合价"]
[69,"031002001014","管道支架","1.材质:管道支架\n2.管架形式:综合考虑\n3.综合考虑完成该工艺的所有施工内容，详见设计图纸及相关规范等","kg",null,"33.15"]
[70,"030901013014","灭火器","1.名称:手提式灭火器\n2.类别:水基型MQ6\n3.规格、型号:含2具灭火器一个箱体\n4.综合考虑完成该工艺的所有施工内容，详见设计图纸及相关规范等","具",null,"11"]
[71,"031001006028","塑料管","1.安装部位:室外塑料排水管\n2.介质:雨水\n3.材质、规格:PVC-100\n4.连接形式:粘接\n5.综合考虑完成该工艺的所有施工内容，详见设计图纸及相关规范等","m",null,"60.4"]
[null,null,"【清洗系统】分部小计"]
[null,null,"   防护措施及物探"]
[72,"030310004013","物探费","1.名称:开挖管道探测费\n2.综合考虑完成该工艺的所有施工内容，详见设计图纸及相关规范等","m",null,"61.28"]
[null,null,"【防护措施及物探】分部小计"]
{"$rows_empty":11}
["本页小计"]
["合  计"]
[{"$nulls":7},"第 11 页  共 11 页"]

{"sheet":"工程量清单报价汇总表【东莞市水务环境投资控股集团分布式光伏","index":57,"n_rows":22,"n_cols":7,"rows_kept":22,"merged":[[0,0,0,6],[1,0,1,2],[1,4,1,6],[2,2,2,4],[3,2,3,4],[4,2,4,4],[5,2,5,4],[6,2,6,4],[7,2,7,4],[8,2,8,4],[9,2,9,4],[10,2,10,4],[11,2,11,4],[12,2,12,4],[13,2,13,4],[14,2,14,4],[15,2,15,4],[16,2,16,4],[17,2,17,4],[18,2,18,4],[19,2,19,4],[20,2,20,4],[21,2,21,4],[22,2,22,4],[23,2,23,4],[24,2,24,4],[25,2,25,4],[26,2,26,4],[27,2,27,4],[28,2,28,4],[29,2,29,4],[30,2,30,4],[31,2,31,4],[32,2,32,4],[33,2,33,4],[34,2,34,4],[35,2,35,4],[36,2,36,4]]}
["工程量清单报价汇总表"]
["工程名称：东莞市水务环境投资控股集团分布式光伏发电项目（第一批）供水厂项目采购项目（组件预留）",{"$nulls":3},"第 1 页  共 1 页"]
["序号","费用名称","基数说明",null,null,"费率(%)","金额"]
["1","分部分项合计","分部分项合计"]
["2","措施合计","绿色施工安全防护措施费+其他措施费"]
["2.1","绿色施工安全防护措施费","安全及文明施工措施费"]
["2.2","其他措施费","其他措施费"]
["3","其他项目","其他项目合计"]
["3.1","暂列金额","暂列金额"]
["3.2","暂估价","暂估价合计"]
["3.3","计日工","计日工"]
["3.4","总承包服务费","总承包服务费"]
["3.5","预算包干费","预算包干费"]
["3.6","工程优质费","工程优质费"]
["3.7","概算幅度差","概算幅度差"]
["3.8","索赔费用","索赔费用"]
["3.9","现场签证费用","现场签证费用"]
["3.10","其他费用","其他费用"]
["4","税前工程造价","分部分项合计+措施合计+其他项目"]
["5","增值税销项税额","分部分项合计+措施合计+其他项目"]
["6","总造价","分部分项合计+措施合计+其他项目+增值税销项税额"]
["7","人工费","分部分项人工费+技术措施项目人工费+机上人工费"]

{"sheet":"分部分项工程量清单与计价表【东莞市水务环境投资控股集团分布","index":58,"n_rows":31,"n_cols":10,"rows_kept":31,"merged":[[0,0,0,9],[1,0,1,4],[1,5,1,6],[1,7,1,9],[2,0,3,0],[2,1,3,1],[2,2,3,2],[2,3,3,3],[2,4,3,5],[2,6,3,7],[2,8,2,9],[4,2,4,3],[4,4,4,5],[4,6,4,7],[5,2,5,3],[5,4,5,5],[5,6,5,7],[6,4,6,5],[6,6,6,7],[7,2,7,3],[7,4,7,5],[7,6,7,7],[8,4,8,5],[8,6,8,7],[9,4,9,5],[9,6,9,7],[10,4,10,5],[10,6,10,7],[11,4,11,5],[11,6,11,7],[12,4,12,5],[12,6,12,7],[13,4,13,5],[13,6,13,7],[14,4,14,5],[14,6,14,7],[15,4,15,5],[15,6,15,7],[16,4,16,5],[16,6,16,7],[17,4,17,5],[17,6,17,7],[18,4,18,5],[18,6,18,7],[19,4,19,5],[19,6,19,7],[20,4,20,5],[20,6,20,7],[21,4,21,5],[21,6,21,7],[22,4,22,5],[22,6,22,7],[23,4,23,5],[23,6,23,7],[24,4,24,5],[24,6,24,7],[25,4,25,5],[25,6,25,7],[26,4,26,5],[26,6,26,7],[27,4,27,5],[27,6,27,7],[28,0,28,8],[29,0,29,8],[30,0,30,4],[30,5,30,6],[30,7,30,9]]}
["分部分项工程量清单与计价表"]
["工程名称：东莞市水务环境投资控股集团分布式光伏发电项目（第一批）供水厂项目采购项目（组件预留）",{"$nulls":6},"(编制单位盖章)"]
["序号","项目编码","项目名称","项目特征描述","计量\n单位",null,"工程量",null,"金额（元）"]
[{"$nulls":8},"综合单价","合价"]
[null,null,"   电气系统"]
[null,null,"   光伏组件预留"]
[1,"031006005022","预留光伏组件","1.名称:单晶硅光伏组件\n2.型号:620Wp,组件尺寸：2382*1134*30mm\n3.本体工程及附件安装\n4.综合考虑完成该工艺的所有施工内容，详见设计图纸及相关规范等\n5.用户需求书需要预备总装机容量光伏组件作为后续使用，仅计主材费用不考虑安装费","块",null,"72"]
[null,null,"【光伏组件预留】分部小计"]
{"$rows_empty":20}
["本页小计"]
["合  计"]
[{"$nulls":7},"第 1 页  共 1 页"]

{"sheet":"Sheet1","index":59,"n_rows":0,"n_cols":0,"rows_kept":0}